{"text_format":"3","workbook":"xls","n_sheets":1,"sheets":["Sheet1"],"not_rendered":{"external_links":1,"defined_names":2},"read":"whole","date_system":"1900","formulas":"cached_only"}

{"sheet":"Sheet1","index":0,"n_rows":3138,"n_cols":3,"rows_kept":3138,"merged":[[0,0,0,2],[1,0,1,2]],"flags":["formulas_cached_only"]}
["Hach Reagent Shelf Life Listing  September 2007"]
["Shelf life is based on exact storage requirements being followed"]
["Catalog Number","Item Description","Shelf Life (months from date of manufacture)"]
["081B8033","INSITU 4100 NH4 0-100ppm Reagent Pac",20]
["081B8034","INSITU 4100 PO4 0-6ppm Reagent Pack",5]
["10049","ACETIC ACID, GLACIAL  ACS  500ML",60]
["100514","CHLORIDE 2 POWDER    113G",60]
["100827","DETERGENTS POWDER PILLOWS",36]
["100868","DETERGENTS REAGENT PWD PLW PK/25",36]
["102133","TITRAVER TITRANT, 0.100M    29ML",60]
["102149","EDTA STD SOLN, 0.20N    500ML",60]
["102233","MAGNESIUM SULFATE STD SOLN 29ML",48]
["103769","FERROUS IRON RGT PP 25ML  PK/100",60]
["104199","MOLYBDATE RGT HR PP 25ML  PK/100",60]
["104299","ACID REAGENT PP  25ML  PK/100",60]
["104320","CHLORIDE 2 POWDER, 28.3G",36]
["104399","CHLORIDE 2 IND PWD PLWS   PK/100",60]
["104517","SODIUM HYDROXIDE 1.000N, 3.60L",60]
["104532","SODIUM HYDROXIDE,1.00N 100ML MDB",60]
["104542","SODIUM HYDROXIDE, 1.0N  100ML",60]
["104553","SODIUM HYDROXIDE, 1.00N 1000ML",60]
["104577","SOD HYDROX 1N,1000ML BETZ L255.1000",60]
["104633","FILTRATION AID SOLN  29ML DB",60]
["104677","FILTRATION AID SOLN BETZ L2303 100ML",60]
["104732","SODIUM ARSENITE SOLN, 5G/L 100ML",60]
["104777","SODIUM ARSENITE 5G/L B=L2095  100ML",60]
["10501H","AMMONIUM CHLORIDE AR   454G",60]
["105101","FLUORESCEIN DISODIUM SALT, 500G",48]
["105599","SULFAMIC ACID PWD PLWS   PK/100",60]
["105727","CHLORIDE 2 POWDER PILLOWS",60]
["105766","CHLORIDE 2 IND PP 100ML   PK/50",60]
["105932","DETERGENTS REAGENT 100 TESTS MDB",18]
["10604","AMMONIUM HYDROXIDE(28% AS NH3) 2.5L",60]
["106199","PHOSPHATE 2 RGT PWD PLWS  PK/100",30]
["10649","AMMONIUM HYDROXIDE(28% AS NH3) 500ML",60]
["107127","MANGANOUS SULFATE PWD PLWS",60]
["107166","MANGANOUS SULFATE PWD PLWS PK/50",60]
["107227","ALKALINE IODIDE-AZIDE PWD PLWS",36]
["107266","ALKALINE IODIDE-AZIDE PP PK/50",36]
["107327","SULFAMIC ACID PWD PLWS 300ML",60]
["107399","SULFAMIC ACID PP 300ML  PK/100",60]
["107760","KI REFILL VIAL, 50 grams",60]
["107799","POTASSIUM IODIDE PP  PK/100",60]
["10801","AMMONIUM MOLYBDATE      454G",60]
["11032H","AMMONIUM MOLYBDATE RGT 100ML MDB",48]
["11049","AMMONIUM MOLYBDATE RGT,    500ML",48]
["110649","SILICA STD SOLN, 1MG/L     500ML",48]
["110677","SILICA STD, 1MG/L BETZ L2065  500ML",48]
["111493","PHENYLARSINE OXIDE",120]
["111702","SILICA, 50MG/L STD  SOLN PLW PKG",12]
["111727","SILICA, 50MG/L  10ML  SOLN PLWS",12]
["111729","SILICA STD SOLN, 50MG/L    200ML",12]
["11201","AMMONIUM PERSULFATE, ACS  454G",60]
["11201H","AMMONIUM PERSULFATE, ACS  454G",60]
["1123726","UREA REAGENT, 100G   ACS GRADE",60]
["1123777","UREA REAGENT  25G  BETZ L2376",60]
["1124224","N NAPHTHYL DIHYDROCHLORIDE  25G",60]
["11246","AMMONIUM PERSULFATE PP,  PK/50",48]
["11250","AMMONIUM PERSULFATE, SCREENED",60]
["1125153","GLUCOSE (DEXTROSE), ACS 1KG",60]
["1125614","FERROUS AMMONIUM SULFATE, 113G",48]
["1125901","IODINE REAGENT ACS        454G",24]
["1127034","POTASSIUM BROMIDE         500G",60]
["11299","AMMONIUM PERSULFATE PP,  PK/100",48]
["11322","MUREXIDE, 5G",60]
["11329","MUREXIDE, 250G",60]
["11401","BARIUM CHLORIDE, 454G",60]
["11622","2,2'-BIPYRIDINE         5G",48]
["11690","2,2'-BIPYRIDINE",48]
["12001","CALCIUM CARBONATE PRI STD  454G",48]
["12014","CALCIUM CARBONATE, PRI STD  113G",48]
["1206499","BARIVER 4 POWDER PILLOWS  PK/100",12]
["1206514","SULFAVER 4, SULFATE RGT PWD 113G",48]
["1206599","SULFAVER 4 POWDER PILLOWS PK/100",48]
["1206699","CHROMAVER 3 PP  25ML  PK/100",33]
["12153","CALCIUM STD SLN, 1000MG/L 1000ML",24]
["1218629","COD STD SOLN, 300MG/L     200ML",12]
["1218649","COD STD SOLN, 300MG/L    500ML",12]
["1222149","BUFFER SOLN, PH10.01  500ML",24]
["1222156","BUFFER SOLN, PH10.01  4L",24]
["1222177","BUFFER PH=10, 500ML BETZ L625",24]
["1222220","BUFFER SOLN, PH7.00  25ML",36]
["1222249","BUFFER SOLN, PH7.00     500ML",36]
["1222256","BUFFER SOLN, PH7.00     4L",36]
["1222277","BUFFER PH=7, 500ML BETZ L7537",36]
["1222349","BUFFER SOLN, PH4.01     500ML",48]
["1222356","BUFFER SOLN, PH4.01      4L",48]
["1222377","BUFFER PH=4.01, 500ML BETZ L7536",48]
["1226549","BUFFER SOLN, SA-1  PH8.1   500ML",12]
["1226729","HYDROCHLORIC ACID, WEAK    200ML",24]
["1226932","SODIUM HYDROXIDE,.116N 100ML MDB",60]
["1227132","EDTA SOLN, STRONG    100ML MDB",60]
["1227349","CALCIUM SULFATE SOLN,    500ML",60]
["1227429","HYDROCHLORIC ACID, STRONG  200ML",48]
["1227642","ISOPROPYL ALCOHOL, TECH   100ML",36]
["1228924","DPD 3, 29ML  ETS",48]
["1228949","POTASSIUM IODIDE SOLN, 10% 500ML",48]
["1228952","DPD 3, 59ML  ETS",48]
["1229334","CALCIUM CHLORIDE DIHYDRATE, 500G",60]
["1232120","CALCIUM SULFATE POWDER, 50 TESTS",60]
["123349","CHROMIC ACID CLEANING SOLN,500ML",48]
["12514","COBALT CHLORIDE, ACS  113G",60]
["1255149","SILVER NITRATE STD 0.141N  500ML",18]
["1261699","DITHIVER METALS RGT PP    PK/100",24]
["1261742","LEAD STD SOLN, 100MG/L     100ML",36]
["126936","SILICONE OIL     15ML  SCDB",60]
["126953","SILICONE OIL,  1L",60]
["12701","COPPER SULFATE ACS       454G",60]
["127026","SULFURIC ACID 1.ON  50ML SCDB",60]
["127032","SULFURIC ACID, 1.000N  100ML MDB",60]
["127053","SULFURIC ACID, 1.0N     1000ML",60]
["1271099","CHROMAVER 3 PP 5 OR 10ML  PK/100",33]
["1273126","IRON, POWDER              100G",60]
["1279142","MANGANESE STD, 1000MG/L  100ML",24]
["1279149","MANGANESE STD, 1000MG/L  500ML",24]
["1279249","NITROGEN, NITRATE 1000MG/L 500ML",48]
["1279642","LEAD STD SOLN, 1000MG/L  100ML",36]
["12842","COPPER STD SOLN, 100MG/L   100ML",60]
["12900H","COPPER STD SOLN, 10MG/L",60]
["12901","COPPER STD SOLN, 10MG/L  AMPULE",48]
["12902","COPPER STD SOLN, AMPULE BOXED",48]
["12932","COPPER STD SOLN,10MG/L 100ML MDB",60]
["12950","COPPER STD SOLN, 10MG/L",60]
["1298242","ALUMINUM STD, 1000MG/L  100ML",36]
["1298249","ALUMINUM STD, 1000MG/L  500ML",36]
["13224","ERIOCHROME BLACK T, PRAC 25G",60]
["13293","ERIOCHROME BLACK T, PRAC",60]
["13406","HYDROCHLORIC ACID, ACS  2.5L",60]
["13449","HYDROCHLORIC ACID, ACS  500ML",60]
["134832","2,4-DINITROPHENOL IND, 100ML MDB",36]
["13930","MSDS, IRON STD SOLN 1 MG/L",60]
["13949","IRON STD SOLN, 1MG/L    500ML",60]
["1400153","POTASSIUM IODIDE-IODATE   1000ML",24]
["1402342","CADMIUM STD SOLN, 1000MG/L 100ML",36]
["1402442","CADMIUM STD SOLN, 100MG/L  100ML",36]
["1403227","ZINCOVER 5 ZINC RGT PWD PLWS",48]
["1403229","ZINCOVER 5, ZINC RGT PWD  250G",48]
["1403268","ZINCOVER 5 ZINC REAGENT PP  PK/25",48]
["1403277","ZINCOVER 5 PP  BETZ L2017  PK/25",48]
["1403332","CYCLOHEXANONE  100ML MDB",60]
["1403353","CYCLOHEXANONE, ACS  1000ML",60]
["1403377","CYCLOHEXANONE BETZ L2018 100ML MDB",60]
["140349","SILICA STD SOLN, 10MG/L    500ML",4]
["1403499","NITRAVER 5 PWD PLWS 25ML  PK/100",36]
["1403546","NITRAVER 5 PWD PLWS 5ML  PK/50",24]
["1403599","NITRAVER 5 PWD PLWS  5ML  PK/100",24]
["1403927","CYANIVER 3 POWDER PILLOWS 25ML",60]
["1403969","CYANIVER 3 RGT PP  25ML  PK/100",60]
["1404099","CYANIVER 4 RGT PP  25ML  PK/100",60]
["1404169","CYANIVER 5 RGT PP  25ML  PK/100",60]
["14049","IRON STD SOLN, 10MG/L    500ML",60]
["1405527","BUFFER, PH6.00 PWD PLWS",60]
["1405566","BUFFER PWD PLWS, PH6.00  PK/50",60]
["1406428","DPD TOT CHLORINE PP 25ML PK/1000",60]
["1406446","DPD TOT CHLORINE PP  25ML  PK/50",60]
["1406499","DPD TOT CHLORINE PP 25ML PK/100",60]
["1406544","ASI TR201 LR NITRATE #2 PP PK/20",36]
["1406599","NITRIVER 3 PWD PLWS 25ML  PK/100",36]
["1407028","DPD FREE CHLORINE 25ML  PK/1000",60]
["1407053","DPD FREE CHLORINE RGT PWD, 1 KG",48]
["1407099","DPD FREE CHLORINE PP 25ML PK/100",60]
["1407628","DPD TOT CHLORINE PP 5ML PK/1000",60]
["1407699","DPD TOT CHLORINE PP  5ML  PK/100",60]
["1407728","DPD FREE CHLORINE PP 5ML PK/1000",60]
["1407799","DPD FREE CHLORINE PP 5ML  PK/100",60]
["1407844","ASI TK/TF201 NITRITE PP  PK/20",36]
["1407846","NITRIVER 3 PWD PLWS 5ML  PK/50",60]
["1407899","NITRIVER 3 PWD PLWS 5ML  PK/100",60]
["1407927","BUFFER, PH8.00 PWD PLWS",60]
["1407946","BUFFER, PH8.00 PWD PLWS  PK/50",60]
["1407995","BUFFER PWD PLWS, PH8.00   PK/15",60]
["1408026","CDTA, MAGNESIUM SALT  100G",60]
["1408099","CDTA MAGNESIUM SALT PP  PK/100",60]
["1409417","OXALIC ACID 2 REAGENT   3.78L",60]
["1409449","OXALIC ACID 2 REAGENT,   500ML",60]
["1409549","FERROUS AMM SULFATE .0625N 500ML",9]
["1409632","TRITON X-100 SOLN,   100ML MDB",60]
["1409727","BUFFER, PH5.00 PWD PLWS",24]
["1409795","BUFFER PWD PLWS, PH5.00   PK/15",24]
["1409827","BUFFER POWDER PILLOWS  6.86",44]
["1409895","BUFFER PWD PLWS, PH6.86    PK/15",44]
["1410227","BUFFER POWDER PILLOWS PH 9.18",24]
["1410295","BUFFER PWD PLWS, PH9.18   PK/15",24]
["1410415","EC MEDIUM MPN TUBES  PK/15",12]
["1410727","BUFFER POWDER PILLOWS PH 9.00",50]
["1410744","BUFFER, PH9.00 PWD PLWS  PK/20",50]
["1410766","BUFFER, PH9.00 PP 50ML     PK/50",50]
["1410795","BUFFER PWD PLWS, PH9.00    PK/15",50]
["1411928","NITRAVER 6 RGT PP  30ML  PK/1000",24]
["1411944","ASI TR201 LR NITRATE #1 PP PK/20",36]
["1411999","NITRAVER 6 RGT PP  30ML  PK/100",24]
["1412099","NITRAVER 6 PWD PLWS  5ML  PK/100",25]
["141410","STD COLOR SOLN 500 UNITS, 10ML",60]
["141453","STD COLOR SOLN 500 UNITS, 1000ML",60]
["1414669","MOLYVER 1 REAGENT PP 25ML PK/100",60]
["1414869","MOLYVER 2 REAGENT PP 25ML PK/100",60]
["1415142","CHROMIUM, TRIVALENT 50MG/L 100ML",42]
["1415742","ALUM SOLUTION,    100ML",48]
["1416027","BOD DILUENT CONC SLURRY PWD PLWS",60]
["1416066","NUTRIENT BFR SOLN PLW .5ML PK/50",60]
["1416369","LITHIUM HYDROXIDE PWD PLW PK/100",36]
["1416442","POTASSIUM PERMANGANATE SOL 100ML",24]
["1416701","CHARCOAL,  454G",60]
["1417099","BOROVER 3 RGT PWD PLWS    PK/100",40]
["1417442","ALUMINUM STD SOLN, 100MG/L 100ML",36]
["1417542","IRON STD SOLN, 100.0MG/L   100ML",60]
["1417642","NICKEL STD SOLN, 1000MG/L  100ML",36]
["1417742","ZINC STD SOLN, 1000MG/L  100ML",36]
["1417869","MOLYVER 3 REAGENT PP 25ML PK/100",60]
["141817","ACID REAGENT, 3.78L",48]
["141832","HYDROCHLORIC ACID,2.5N 100ML MDB",48]
["1418642","MOLYBDENUM STD, 1000MG/L  100ML",36]
["1418742","MOLYBDENUM STD SOLN,10MG/L 100ML",28]
["1418899","CUVER 1 COPPER PP  25ML  PK/100",30]
["1418953","2,2'-BICINCHONINIC ACID, DI-",60]
["1419542","++ MERCURY STD SOLN, 1000MG/L 100ML",36]
["1420227","BUFFER PWD PLWS, CITRATE",36]
["1420299","BUFFER PWD PLW, CITRATE   PK/100",36]
["1420416","PHOSPHATE STD SOLN, 10MG/L 946ML",60]
["1420542","ACETATE STD SOLN, 1000MG/L 100ML",24]
["1420703","!! MOLYBDOVANADATE REAGENT  2.9L",60]
["1420716","MOLYBDOVANADATE RGT-P04,  946ML",60]
["1420717","MOLYBDOVANADATE RGT F/P04  3.78L",60]
["1420753","MOLYBDOVANADATE REAGENT, 1000ML",60]
["1421042","NEODYMIUM CHLORIDE SOLN,   100ML",24]
["1421199","CUVER 1 RGT PWD PLWS 5ML  PK/100",30]
["1422249","COBALT CHLORIDE SOLN,     500ML",48]
["1422534","SODIUM NITRATE ACS     500G",60]
["14226","MANVER IND POWDER    100G",48]
["1422842","SURFACTANT CONC,     100ML",48]
["1422926","MERCURIC OXIDE, RED  ACS  100G",48]
["1423524","SPADNS, ANALYTICAL  25G",48]
["1423550","SPADNS, GROUND",120]
["1423753","FERROUS AMMONIUM SULFATE  1000ML",12]
["1424210","PHOSPHATE 500MG/L 10ML AMP PK/16",60]
["1424220","PHOSPHATE, 500MG/L 2ML AMP PK/20",60]
["1424232","PHOSPHATE STD, 500MG/L 100ML MDB",60]
["1424250","PHOSPHATE STD SOLN, 500MG/L",60]
["1424342","PHOSPHATE STD SOLN, 15MG/L 100ML",60]
["1424427","SILICA, 250MG/L STD SOLN PLWS",30]
["1424610","ZINC, 25MG/L STD  10ML AMP PK/16",36]
["1424620","ZINC, 25MG/L STD  2ML AMP  PK/20",36]
["1424650","ZINC STD SOLN, 25MG/L AS ZN",36]
["1424710","COPPER, 75MG/L  10ML AMP PK/16",60]
["1424910","BORON, 250MG/L  10ML AMP PK/16",36]
["1425010","CHLORIDE, 12500  10ML AMP  PK/16",60]
["1425020","CHLORIDE, 12500  2ML AMP  PK/20",60]
["1425050","CHLORIDE STD SOLN, 12500MG/L",60]
["1425110","BARIUM, 5000MG/L 10ML AMP PK/16",36]
["1425210","SULFATE, 2500MG/L 10ML AMP PK/16",24]
["1425249","SULFATE STD SOLN, 2500MG/L 500ML",24]
["1425250","SULFATE STD SOLN 2500 MG/L  SO4",24]
["1425310","IRON, 25MG/L STD 10ML AMP PK/16",60]
["1425350","IRON STD SOLN, 25MG/L AS FE",60]
["1425410","IRON, 50MG/L STD  10ML AMP PK/16",60]
["1425420","IRON, 50MG/L STD  2ML AMP  PK/20",60]
["1425450","IRON STD SOLN, 50MG/L AS FE",60]
["1425520","CHROMATE, 25000  2ML AMP  PK/20",36]
["1425550","CHROMATE STD SOLN, 25000MG/L",36]
["1425610","CHROMIUM 6, 12.5MG/L 10ML  PK/16",60]
["1425620","CHROMIUM 6, 12.5MG/L  2ML  PK/20",60]
["1425650","CHROMIUM 6 STD SOLN, 12.5MG/L AS",60]
["1425710","CHROMIUM 3, 12.5  10ML AMP PK/16",18]
["1425810","MANGANESE 250MG/L 10ML AMP PK/16",36]
["1425820","MANGANESE, 250MG/L 2ML AMP PK/20",36]
["1425850","MANGANESE STD SOLN, 250 MG/L MN",36]
["1426010","NITROGEN 500MG/L 10ML AMP PK/16",48]
["1426020","NITROGEN, 500MG/L 2ML AMP  PK/20",48]
["1426050","NITRATE NITROGEN STD 500MG/LNO3N",48]
["1426102","CADMIUM, 25MG/L STD  2ML AMP PKG",36]
["1426110","CADMIUM, 25MG/L  10ML AMP PK/16",36]
["1426120","CADMIUM, 25MG/L  2ML AMP  PK/20",36]
["1426150","CADMUIM STD SOLN, 25MG/L AS CD",36]
["1426201","LEAD, 50MG/L STD     2ML AMPULE",36]
["1426202","LEAD, 50MG/L STD     2ML AMP PKG",36]
["1426210","LEAD, 50MG/L STD  10ML AMP PK/16",36]
["1426220","LEAD, 50MG/L STD  2ML AMP  PK/20",36]
["1426250","LEAD STD SOLN, 50MG/L AS PB",36]
["1426320","MERCURY, 125MG/L  2ML AMP  PK/20",36]
["1426350","MERCURY STD SOLN, 125MG/L",36]
["1426510","MOLYBDENUM, 500  10ML AMP PK/16",36]
["1426520","MOLYBDENUM, 500MG/L  2ML  PK/20",36]
["1426610","NICKEL, 300MG/L   10ML AMP PK/16",36]
["1426810","CHLORINE, 50-75MG/L  PK/16  10ML",20]
["1426820","CHLORINE, 50-75MG/L  2ML  PK/20",20]
["1426877","CHLORINE 50MG/L AMP BETZ L1219 PK/16",20]
["1426901","SILICA GEL W/INDICATOR     454G",36]
["1427010","VOLATILE ACIDS, 10ML AMP  PK/16",36]
["1427110","DETERGENTS 60MG/L 10ML AMP PK/16",24]
["1427150","DETERGENTS STD SOLN, 60MG/L LAS",24]
["1427510","CARBON DIOXIDE, 10ML AMP  PK/16",12]
["1427810","ALKALINITY 0.500N 10ML AMP PK/16",36]
["1427820","ALKALINITY, 0.500N 2ML AMP PK/20",36]
["1427850","SODIUM CARBONATE STD SOLN 0.500N",36]
["1429099","ALUVER 3 POWDER PILLOWS   PK/100",48]
["1429323","KCL SOLN,50% SATURATED 25ML SCDB",60]
["1429449","BLEACHING 3 RGT PWD PLWS  PK/100",60]
["1429525","SODIUM PYROPHOSPHATE, 10-HYD 50G",60]
["1429977","DEMINERALIZER BTL  BETZ 2632  177ML",36]
["1430598","DILUTION WATER, BFR  99ML  PK/25",12]
["1432127","POTASSIUM 1 POWDER PILLOWS     M",60]
["1432155","POTASSIUM 1 REAGENT, 38.5G",60]
["1432198","POTASSIUM 1 RGT PWD PLWS   PK/25",60]
["1432227","POTASSIUM 2 REAGENT SOLN PLWS",60]
["1432249","POTASSIUM 2 REAGENT SOLN,  500ML",60]
["1432265","POTASSIUM 2 REAGENT    42 ML",60]
["1432298","POTASSIUM 2 RGT SOLN PLWS, PK/25",60]
["1432399","POTASSIUM 3 RGT PWD PLWS  PK/100",55]
["1432427","SOIL EXTRACTANT POWDER PILLOW",48]
["1432498","SOIL EXTRACTANT 1 PWD PLWS PK/25",48]
["1433010","ACIDITY, 0.500N  10ML AMP PK/16",60]
["1433020","ACIDITY, 0.500N  2ML AMP  PK/20",60]
["1433050","SULFURIC ACID STD SOLN, 0.500N",60]
["1433310","NITROGEN, 12MG/L 10ML AMP PK/16",60]
["1433350","NITRATE STD SOLN, 12MG/L NO3-N",60]
["1434527","LIME REQUIREMENT BUFFER PWD PLW",36]
["1434598","LIME REQT BUFFER PWD PLWS  PK/25",36]
["1436369","DECHLORINATING REAGENT PP PK/100",60]
["1436401","TITRAVER EDTA 0.0800M, CARTRIDGE",33]
["1436703","!! PHOSPHATE STD SOLN, 30MG/L  2.9L",60]
["1436716","PHOSPHATE STD SOLN, 30MG/L 946ML",60]
["1436717","PHOSPHATE STD SOLN, 30MG/L 3.78L",60]
["1436816","PHOSPHATE STD SOLN 100MG/L 946ML",60]
["1436832","PHOSPHATE STD, 100MG/L 100ML MDB",60]
["1437701","SODIUM HYDROXIDE 0.1600N, CRTG",42]
["1437801","SODIUM HYDROXIDE 0.3636N, CRTG",12]
["1437901","SODIUM HYDROXIDE 1.600N, CRTG",11]
["1437977","SODIUM HYDROXIDE 1.6N CRTG  B=L2097",18]
["1438001","SODIUM HYDROXIDE 3.636N, CRTG",25]
["1438101","SODIUM HYDROXIDE 8.00N, CRTG",48]
["1438801","SULFURIC ACID 0.1600N, CARTRIDGE",18]
["1438877","SULFURIC ACID 0.16N CRTG BETZ L2077",15]
["1438901","SULFURIC ACID 1.600N, CARTRIDGE",20]
["1438977","SULFURIC ACID 1.6N CRTG  BETZ L2076",15]
["1439001","HYDROCHLORIC ACID 8.00N, CRTG",36]
["1439101","SULFURIC ACID 8.00N, CARTRIDGE",60]
["1439301","++ MERCURIC NITRATE 0.2256N, CRTG",60]
["1439377","!! MERCURICNITRATE 0.2256NCRTGB=2082",60]
["1439601","SILVER NITRATE STD 0.2256N, CRTG",9]
["1439677","SILVER NITRATE 0.2256N CRTG B=L2129",9]
["1439701","SILVER NITRATE STD 1.128N, CRTG",60]
["1439777","SILVER NITRATE 1.128N CRTG  B=L2128",60]
["1439901","TITRAVER EDTA 0.800M, CARTRIDGE",30]
["1440042","SODIUM CHLORIDE, 491 MG/L  100ML",60]
["1440051","SINGLET, 500 MG/L TDS",36]
["1440053","SODIUM CHLORIDE, 491MG/L  1L",60]
["14400H","HYDROGEN PEROXIDE, 30%  ACS",24]
["1440101","SODIUM THIOSULFATE 2.00N, CRTG",6]
["1440201","HEXAVER CDTA 0.0800M, CARTRIDGE",39]
["1440277","HEXAVER CDTA 0.08M CRTG  BETZ L2084",39]
["1440301","HEXAVER CDTA 0.800M, CARTRIDGE",52]
["1440377","HEXAVER CDTA 0.80M CRTG  BETZ L2085",52]
["14411","HYDROGEN PEROXIDE 30%, ACS 473ML",24]
["1442326","GALLIC ACID SOLUTION   50ML SCDB",24]
["1442377","GALLIC ACID SOLN 50ML B7424",24]
["1442917","ACETONE, ACS  4L",36]
["1442949","ACETONE, ACS  500ML",36]
["1444017","BENZENE, ACS   4L",36]
["1444049","BENZENE, ACS  500ML",24]
["1444126","CITRIC ACID, ANHYDROUS  ACS 100G",60]
["14445","HYDROGEN PEROXIDE, 30% ACS 200ML",24]
["1445221","&& BATHOCUPROINE, SULFONATED 1G",60]
["1445817","CHLOROFORM, ACS  4L",36]
["1445821","CHLOROFORM, ACS 1 LITER *SELL-53",36]
["1445849","CHLOROFORM, ACS  500ML",36]
["1445853","CHLOROFORM, ACS  1L",36]
["1445893","CHLOROFORM, ACS",36]
["1445917","ISOPROPYL ALCOHOL, ACS   4L",60]
["1445949","ISOPROPYL ALCOHOL, ACS   500ML",60]
["1445993","ISOPROPYL ALCOHOL, ACS  SPECTRO",60]
["1446124","LANTHANUM CHLORIDE  ACS    25G",60]
["1446249","DICHLOROMETHANE, ACS    500ML",36]
["1446417","METHYL ALCOHOL, ACS   4L",18]
["1446449","METHYL ALCOHOL, ACS    500ML",18]
["1446917","PYRIDINE, ACS  4L",48]
["1446949","PYRIDINE, ACS  500ML",48]
["1447017","TOLUENE, ACS   4L",48]
["1447049","TOLUENE, ACS     500ML",48]
["1447624","SILVER DIETHYLDITHIOCARBAMATE, 25G",48]
["1447817","HEXANES, ACS   4L",48]
["1447849","HEXANES, ACS  500ML",48]
["1450199","PHOSPHATE PRETREAT PP  PK/100",48]
["1452223","SOAP, LIQUID PHOSPHATE FREE 25ML",60]
["1454599","ACID RGT PP (HR) 5ML PK/100",60]
["1454699","MOLYBDATE RGT PP  5ML  PK/100",60]
["1454828","CITRIC ACID PWD PW  25ML PK/1000",60]
["1454899","CITRIC ACID PP  25ML  PK/100",60]
["1454999","CITRIC ACID PP  5ML  PK/100",60]
["1455099","BROMPHENOL BLUE PP 50ML  PK/100",48]
["1455127","BUFFER POWDER PH 3.70 PWD PLW",60]
["1455144","BUFFER, PH3.7 PWD PLW 50ML PK/50",60]
["1455168","BUFFER, PH3.7 PWD PLW 50ML PK/25",60]
["1455232","BROMPHENOL BLUE IND,  100ML MDB",36]
["1455523","AMMONIA NITROGEN 1 SOLN,  25ML",36]
["1455646","NITRATE EXTRACTION POWDER  20G",48]
["1456134","SULFANILAMIDE ANLYT GR     500G",60]
["1456417","AMMONIUM CHLORIDE-EDTA    3.78L",36]
["1456549","ACID-ZIRCONYL-SPADNS RGT, 500ML",60]
["1456842","POTASSIUM IODIDE SOLN, 20% 100ML",48]
["1456942","STANNOUS CHLORIDE SOLN,   100ML",48]
["1457142","ARSENIC STD SOLN, 1000MG/L 100ML",18]
["1457799","ASCORBIC ACID PWD PLWS    PK/100",60]
["1458023","%% LEAD ACETATE 10%, 29ML SCDB",60]
["1458042","LEAD ACETATE SOLN, 10%    100ML",48]
["1461142","BARIUM STD SOLN, 1000MG/L  100ML",36]
["1461342","SILVER STD SOLN, 1000MG/L  100ML",9]
["1466442","CHROMIUM STD, 1000MG/L  100ML",60]
["1470330","MSDS, ZINC ACETATE STD SOLN",48]
["1470332","ZINC ACETATE SOLN, 2N  100ML MDB",48]
["1470349","ZINC ACETATE SOLN, 2N     500ML",48]
["1470377","ZINC ACETATE 2N 500ML BETZ L609.0500",48]
["1470953","BORATE BUFFER SOLN,    1000ML",60]
["14720","METHYL ORANGE ACS     28.3G",60]
["1472520","LAURYL TRYPTOSE AMPULES  PK/20",12]
["1472626","SODIUM BOROHYDRIDE, 100G",60]
["1473632","AMMONIUM HYDROXIDE,10% 100ML MDB",24]
["1473649","AMMONIUM HYDROXIDE SLN 10% 500ML",24]
["1474949","SODIUM STD SOLN, 1000MG/L  500ML",36]
["1475027","SOIL EXTRACTANT 2 PWD PLWS",60]
["1475098","SOIL EXTRACTANT 2 PWD PLWS PK/25",60]
["1476253","MAGNESIUM CHLORIDE SOLN, 51% W/V",48]
["1476353","SODIUM HYDROXIDE, 0.250N  1000ML",60]
["1476453","SODIUM HYDROXIDE, 0.050N  1000ML",60]
["1476932","PHOSPHORIC ACID, 10%   100ML MDB",60]
["1476949","PHOSPHORIC ACID SOLN, 10%  500ML",60]
["1478227","CHELANT DYE REAGENT PP BETZ 2023",24]
["1478277","CHELANT DYE RGT PP BETZ L2023 PK/25",60]
["1478527","CHELANT DEMAND REAGENT BETZ 2024",24]
["1478577","CHELANT DEMAND PP BETZ L2024 PK/25",60]
["1479010","POTASSIUM 250MG/L 10ML AMP PK/16",36]
["1479110","NITROGEN, 50MG/L  10ML AMP PK/16",60]
["1479120","NITROGEN, 50MG/L  2ML AMP  PK/20",60]
["1479150","NITROGEN, AMMONIA STD 50MG/L AS",60]
["1479201","ALUMINUM, 50MG/L STD  2ML AMPULE",36]
["1479210","ALUMINUM, 50MG/L 10ML AMP PK/16",36]
["1479250","ALUMINUM STD SOLN, 50MG/L AS AL",36]
["1479442","MAGNESIUM STD, 1000MG/L  100ML",36]
["1479449","MAGNESIUM STD, 1000MG/L  500ML",36]
["1481232",".10N HYDROCHLORIC ACID, 100ML",60]
["1481236","HYDROCHLORIC ACID, 0.1N  15ML",60]
["1481253","HYDROCHLORIC ACID, 0.1N  1000ML",60]
["1481277","HCL 0.1N, 1000ML BETZ L272.1000",60]
["1481799","BORIC ACID PWD PLWS       PK/100",60]
["1481827","COPPER SULFATE PWD PLWS",60]
["1481866","COPPER SULFATE PWD PLWS, PK/50",60]
["1481927","POTASSIUM BROMIDE PWD PLW",60]
["1481999","POTASSIUM BROMIDE PWD PLW PK/100",60]
["1482249","BROMIDE STD SOLN, 500MG/L  500ML",48]
["14832","METHYL ORANGE, 0.50G/L 100ML MDB",60]
["1484201","SODIUM HYDROXIDE, 0.9274N CRTG",11]
["14849","METHYL ORANGE IND SOLN,   500ML",60]
["1486127","BOD NUTRIENT BUFFER PILLOW,  3L",60]
["1486166","NUTRIENT BFR SOLN PLWS 3ML PK/50",60]
["1486227","BOD NUTRIENT BUFFER PILLOW,  6L",60]
["1486266","NUTRIENT BFR SOLN PLWS 6ML PK/50",60]
["1486327","BOD NUTRIENT BUFFER PILLOW  19ML",60]
["1486398","NUTRIENT BFR SOLN PWS 19ML PK/25",60]
["1486510","BOD STD, DILUTION 10ML AMP PK/16",60]
["1486610","BOD STD, MANOMETRIC 10ML PK/16",60]
["14877","METHYL ORANGE, 100ML BETZ L211.0100",60]
["1490817","SODIUM CITRATE,SILICA ANAL 3.78L",60]
["1490849","SODIUM CITRATE FOR SILICA  500ML",60]
["1490932","ACETATE BUFFER SOLN 100TESTS MDB",48]
["14923","METHYL RED INDICATOR, 25ML",60]
["14949","METHYL RED IND SOLN,    500ML",60]
["1495901","EDTA, 0.714M  CRTG",30]
["1496001","EDTA, 0.1428M  CRTG",36]
["1496101","IODATE-IODIDE 0.3998N, CARTRIDGE",8]
["1496130","MSDS, IODATE-IODIDE 0.3998N",8]
["1496177","IODATE-IODIDE 0.3998N CRTG  B=L2087",15]
["15026","MERCURIC CHLORIDE, ACS   100G",60]
["15249","NITRIC ACID, ACS  500ML",60]
["15349","NITROGEN, AMMONIA  10MG/L  500ML",60]
["15522","1,10-PHENANTHROLINE 1-HYDT, 5G",60]
["15649","1,10-PHENANTHROLINE SOLN   500ML",48]
["16002601","NIST TRACE 100US COND STD",12]
["16005101","SODIUM BICARBONATE, 473ML",12]
["16232","PHENOLPHTHALEIN, 5G/L  100ML MDB",60]
["16235","JUNCTION BOX ASSY,8400",60]
["16236","PHENOLPHTHALEIN, 5G/L  15ML SCDB",60]
["16253","PHENOLPHTHALEIN IND SOLN, 1000ML",60]
["16277","PHENOLPHTHALEIN BETZ L2079 100ML",60]
["16287","PCB BLANK,CPU,2400",60]
["16301H","POTASSIUM DICHROMATE PRI STD, 454G",60]
["16400H","POTASSIUM DICHROMATE SLN .025N",24]
["16449H","POTASSIUM DICHROMATE, 0.025N 500ML",24]
["16478","ELECTROLYTE, DO  16OZ",36]
["16534H","POTASSIUM CHROMATE, ACS  500G",60]
["16600H","POTASSIUM CHROMATE SOLN 50G/L",48]
["16649H","POTASSIUM CHROMATE SOLN   500ML",48]
["16701H","POTASSIUM IODIDE AR, 454G",60]
["16726H","POTASSIUM IODIDE, ACS  100G",60]
["16749H","POTASSIUM IODIDE PP,  PK/100",60]
["16750H","POTASSIUM IODIDE, DRIED/SCREENED",120]
["16801H","POTASSIUM PERMANGANATE,  454G",60]
["16973","ELECTROLYTE, FR CHLORINE/OZONE 16OZ",36]
["16984","ELECTROLYTE, TOTAL CHLORINE  16OZ",36]
["16987","INFUSOR SOLN  3.0L",36]
["17001H","POTASSIUM PHOSPHATE MONO  454G",60]
["17102H","PHOSPHATE, 50MG/L  2ML AMP PKG",60]
["17110","PHOSPHATE, 50MG/L 10ML AMP PK/16",60]
["17120H","PHOSPHATE, 50MG/L 2ML AMP  PK/20",60]
["17149","PHOSPHATE STD SOLN, 50MG/L 500ML",60]
["17150","PHOSPHATE STD SOLN  50MG/L",60]
["17181","KIT,PANEL MOUNT,NEMA 12",60]
["17187","SODIUM SULFITE, 75 GRAMS",48]
["172533","ROCHELLE SALT SOLUTION  29ML DB",60]
["172549","ROCHELLE SALT SOLN, 500ML",60]
["17314H","SILVER NITRATE, 113G",60]
["17549","ELECTROLYTE, COMBINED CHLORINE  8OZ",36]
["177226","FERRIC CHLORIDE  ACS  100G",36]
["17801","SODIUM ACETATE, ACS   454G",60]
["17801H","SODIUM ACETATE, ACS   454G",60]
["17826","SODIUM ACETATE 3-HYDT, ACS  100G",60]
["17850","SODIUM ACETATE, PROCESSED",120]
["178921","POTASSIUM HEXACHLOROPLATINATE 1G",60]
["179003","HYDRAVER 2, HYDRAZINE RGT  2.9L",24]
["179016","HYDRAVER 2 HYDRAZINE RGT,  946ML",24]
["179017","HYDRAVER 2 HYDRAZINE RGT, 3.78L",24]
["17901H","SODIUM CARBONATE, ACS  454G",60]
["179032","HYDRAVER 2 REAGENT 100 TESTS MDB",24]
["179049","HYDRAVER 2 HYDRAZINE RGT,  500ML",24]
["179053","HYDRAVER 2 HYDRAZINE RGT, 1000ML",24]
["179073","HYDRAVER 2 HYDRAZINE RGT PK/3X1L",24]
["179077","HYDRAVER 2  BETZ L2047  100ML MDB",24]
["18000H","SODIUM CARBONATE PRI STD, ACS",36]
["180953","POTASSIUM DICHROMATE,.25N 1000ML",12]
["181133","FERROUS AMMONIUM SULFATE, 0.250N",24]
["181153","FERROUS AMMONIUM SULFATE  1000ML",3]
["181233","FERROIN INDICATOR  29ML DB",60]
["181242","FERROIN IND SOLN, 100ML",60]
["181277","FERROIN IND SOLN BETZ L2130 29ML DB",60]
["181353","NITRIVER 2 NITRITE RGT, 1 KG",45]
["181369","NITRIVER 2, NITRITE RGT  PK/100",45]
["18149","SODIUM CARBONATE, 0.02N   500ML",12]
["181632","SULFIDE 1 REAGENT,  100ML MDB",44]
["181649","SULFIDE 1 REAGENT,  500ML",44]
["181732","SULFIDE 2 REAGENT,  100ML MDB",60]
["181749","SULFIDE 2 REAGENT,  500ML",60]
["18201H","SODIUM CHLORIDE, ACS  454G",60]
["18325","BOTTLE, HDPE 236ML LABELED W/CAP",60]
["18349","CHLORIDE STD SOLN 1000MG/L 500ML",60]
["183699","PHENOL 2 RGT PWD PLWS     PK/100",60]
["186932","2,4-DINITROPHENOL IND, 100ML MDB",36]
["18734","SODIUM HYDROXIDE, ACS   500G",60]
["18765","SODIUM HYDROXIDE, ACS   2.5KG",60]
["187827","HEXAMETHYLENETETRAMINE BUFFER",12]
["187834","HEXAMETHYLENETETRAMINE, 500G",15]
["187850","HEXAMETHYLENETETRAMINE, SCREENED",15]
["187866","HEXAMETHYLENETETRAMINE PP PK/50",12]
["187893","HEXAMETHYLENETETRAMINE        FC",15]
["189149","NITROGEN, AMMONIA  1MG/L  500ML",60]
["189736","PHENOLPHTHALEIN SOLN  15ML SCDB",60]
["189753","PHENOLPHTHALEIN SOLN, 1000ML",60]
["19024","CALCIUM HYPOCHLORITE  25GM",60]
["190277","CU SULFATE SOLN 1000ML B/ L968.1000",60]
["191132","SODIUM HYDROXIDE,.030N 100ML MDB",12]
["191442","BORON STD SOLN, 1000MG/L  100ML",24]
["191520","++ MERCURIC SULFATE 28.3G PDR",60]
["19153","SODIUM HYDROXIDE, 0.100N  1000ML",60]
["192049","++ MERCURIC NITRATE STD .141N 500ML",24]
["19253","SODIUM HYDROXIDE, 0.0227N 1000ML",9]
["193317","AMMONIUM MOLYBDATE FOR ANLZR, 3.78L",60]
["193332","AMMONIUM MOLYBDATE RGT 100ML MDB",60]
["193350","AMMONIUM MOLYBDATE, FOR ANAL  5L",60]
["193353","AMMONIUM MOLYBDATE RGT, 1000ML",60]
["193417","AMINO ACID REAGENT,  3.78L",24]
["193432","AMINO ACID RGT,  100ML MDB",24]
["193449","AMINO ACID REAGENT,  500ML",24]
["19353","SODIUM HYDROXIDE, 0.02N   1000ML",9]
["1943019","SILICA 3 RGT PP  PK/100",48]
["19449","SILICA STD SOLN, 1000MG/L  500ML",12]
["1945015","MOLYBDATE RGT (5ML) PP PK/100",60]
["1946013","CITRIC ACID (5ML) PP PK/100",60]
["1947011","ACID REAGENT (5ML) PP PK/100",60]
["194720","NITROGEN, 100MG/L 2ML AMP  PK/20",60]
["194749","NITROGEN, NITRATE 100MG/L  500ML",60]
["194750","NITRATE NITROGEN 100 PPM",60]
["1948019","POT PERSULFATE-PHOSPHO PP PK/100",60]
["1949017","PHOSPHATE (5ML) PP PK/100",60]
["1949025","PHOSPHATE (10ML) PP PK/100",41]
["1950014","DPD TOTAL CHLORINE PP PK/100 A=67854",60]
["19501H","SODIUM SULFITE, ANHYD  ACS  454G",48]
["1951012","DPD FREE CHLORINE PP PK/100 A=83746",60]
["195149","BARIUM STD SOLN, 50MG/L    500ML",36]
["1952010","FERROVER (25ML) PP PK/100 A=84060",48]
["195449","POTASSIUM DICHROMATE-SULFURIC",30]
["195649","SULFURIC ACID-SILVER SULFATE",48]
["1958109","STARCH IND SOLN 1000ML A=51467",60]
["1958190","STARCH INDICATOR SOLN 100ML A=84069",60]
["1962167","FERROVER (5ML) PP PK/100 A=50974",48]
["1963165","NITRITE (5ML) PP PK/100",45]
["196349","BORON STD SOLN, 4MG/L     500ML",24]
["1968173","FILTRATION AID SOLUTION 29ML",60]
["1969098","SODIUM HYDROXIDE 5.0N 500ML",40]
["1969197","SODIUM HYDROXIDE 5.0N 100ML MDB",40]
["1970012","SULFURIC ACID 5.25N 100ML MDB",60]
["1970095","SULFURIC ACID 5.25N 500ML A=99794",60]
["19834","STANNOUS CHLORIDE, ACS  500G",60]
["199503","!! MOLYBDATE 3 REAGENT, 2.9L",60]
["199517","MOLYBDATE 3 REAGENT, 3.78L",60]
["199526","MOLYBDATE 3 RGT SOLN,  50ML SCDB",60]
["199532","MOLYBDATE 3 RGT SOLN,  100ML",60]
["199549","MOLYBDATE 3 RGT SOLN,  500ML",60]
["199553","MOLYBDATE 3 RGT SOLN,  1000ML",60]
["199901","PAO STD SOLN 0.00564N, CRTG",9]
["199917","PAO STD SOLN, 0.00564N  3.78L",12]
["199942","PAO STD SOLN, 0.00564N  100ML",12]
["199953","PAO STD SOLN, 0.00564N  1000ML",12]
["201116","COPPER 1 REAGENT           946ML",60]
["201216","COPPER 2 REAGENT           946ML",36]
["20200H","SULFURIC ACID .1000N 100L",18]
["20226","SULFURIC ACID 0.1N   50ML SCDB",18]
["20232H","SULFURIC ACID, 0.100N  100ML MDB",18]
["20253","SULFURIC ACID, 0.100N     1000ML",18]
["20342","SULFURIC ACID STD, 0.020N  100ML",22]
["20353","SULFURIC ACID STD, 0.020N 1000ML",22]
["20356","SULFURIC ACID STD, 0.020N  4L",22]
["20377","SULFURIC ACID N/50, 1000ML BETZ L202",22]
["203827","SULFURIC ACID SOLUTION PILLOWS",60]
["203832","SULFURIC ACID, 19.2N  100ML MDB",60]
["203849","SULFURIC ACID STD, 19.2N  500ML",60]
["203856","SULFURIC ACID STD, 19.2N  4L",60]
["203898","SULFURIC ACID SOLN PLWS  PK/25",60]
["203953","ETHYLENE GLYCOL       1000ML",36]
["204053","SODIUM HYDROXIDE STD 4.5N 1000ML",40]
["204059","TOT INORG NITRGN BASE CONC 50ML",40]
["204253","FERRIC CHLORIDE-SULFURIC ACID",36]
["20426","TITRAVER HARDNESS RGT, ACS  100G",60]
["2043153","INDICATOR-BUFFER, 1.0MG/L   1L",6]
["2043253","INDICATOR-BUFFER, 2.5MG/L   1L",6]
["2043353","INDICATOR-BUFFER, 5.0MG/L   1L",6]
["20434","TITRAVER HARDNESS RGT, ACS  500G",60]
["2043753","INDICATOR-BUFFER, 20MG/L   1L",12]
["204399","CHROMIUM 1 RGT PWD PLWS  PK/100",21]
["2044101","SOIL EXTRACTION 3 PWD, 450G",48]
["2044127","SOIL EXTRACTANT 3 PWD PLWS",48]
["2044168","SOIL EXTRACTANT 3 PWD PLWS PK/25",48]
["2044227","PHOSVER 4 RGT PWD PLWS",60]
["2044266","PHOSVER 4 RGT PP PK/50",60]
["204499","CHROMIUM 2 RGT PWD PLWS  PK/100",48]
["204649","NITROGEN, NITRATE 1.0MG/L  500ML",60]
["20503","TITRAVER TITRANT, 0.0100M  2.9L",60]
["2052626","CHARCOAL ACTIVATED POWDER, 100G",60]
["20529","EDTA STD SOLN, 0.0200N  200ML",60]
["20542","EDTA STD SOLN, 0.0200N  100ML",60]
["2054849","FERROUS AMM SULFATE 0.125N 500ML",12]
["2055133","FERROIN IND SOLN  29ML DB",48]
["20553","EDTA STD SOLN, 0.0200N  1000ML",60]
["20556","EDTA STD SOLN, 0.0200N  4L",60]
["2056716","CHLORINE, FREE BUFFER SOLN 946ML",48]
["2056816","FREE CHLORINE IND ANALY  946ML",60]
["20577","HDNS TITRATNG SOLN, 1000ML BETZ L292",60]
["2057799","SULFATE EXTRACTANT 1 PP  PK/100",60]
["2058016","HARD STD SOLN 0.5 MG/L     946ML",24]
["2058116","CALCIUM CHLORIDE 2MG/L     946ML",24]
["2058249","SODIUM SULFATE SOLN 0.20 M 500ML",60]
["2058349","POTASSIUM ST SOLN 5.0 MG/L 500ML",24]
["2059027","COPPER PRETREATMENT PWD PLW",60]
["2059096","COPPER PRETREATMENT PWD PW PK/50",60]
["2059216","CHLORINE STD    0.5 MG/L   946ML",24]
["2059316","CHLORINE STD    1.0 MG/L   946ML",24]
["205932","FORMALDEHYDE, ACS  100ML MDB",30]
["205936","FORMALDEHYDE, ACS  15ML SCDB",30]
["2059416","CHLORINE STD   2.0 MG/L    946ML",24]
["205949","FORMALDEHYDE, ACS  500ML",30]
["2059703","!! PHOSPHATE STD SOLN, 3MG/L  2.9L",50]
["2059716","PHOSPHATE STD SOLN, 3MG/L  946ML",50]
["2059927","POTASSIUM IODIDE POWDER PILLOWS",60]
["2059996","POTASSIUM IODIDE PWD PLWS  PK/50",60]
["2062501","MAGNESIUM CHLORIDE 0.0800M, CRTG",15]
["2067299","BROMTHYMOL BLUE IND PP  PK/100",24]
["2069916","CHLORINE DIOXIDE, .5MG/L   946ML",24]
["2070016","CHLORINE DIOXIDE REAGENT 1 946ML",36]
["2070042","CHLORINE DIOXIDE RGT 1 100 TESTS",36]
["2070116","CHLORINE DIOXIDE REAGENT 2 946ML",18]
["2070142","CHLORINE DIOXIDE RGT 2 100 TESTS",18]
["2070216","CHLORINE DIOXIDE REAGENT 3 946ML",60]
["2070242","CHLORINE DIOXIDE RGT 3,  100ML",60]
["2071648","AMMONIA RGT 2 PWD PLWS  PK/25",60]
["2071649","++ AMMONIA RGT 2 PWD PLWS  PK/100",60]
["2073548","AMMONIA RGT 1 PWD PLW  PK/25",60]
["2073549","AMMONIA RGT 1 PWD PLWS    PK/100",60]
["2074846","PHENOL RED IND PWD PLWS  PK/50",60]
["2076017","MOLYBDOVANADATE RGT,  3.78L",60]
["2076026","MOLYBDOVANADATE RGT, 25ML",48]
["2076032","MOLYBDOVANADATE RGT 100TESTS MDB",60]
["2076044","&& MOLYBDOVANDTE RGT, ACCUVER PK/32",48]
["2076049","MOLYBDOVANADATE RGT, 500ML",48]
["2076053","MOLYBDOVANADATE RGT, 1000ML",60]
["2076199","NITRAVER 6 PWD PLWS  PK/100",60]
["2076227","SULFAMIC ACID PP (2.5GM/PILLOW)",60]
["2076266","SULFAMIC ACID PP  PK/50",60]
["2081599","BUFFER, CITRATE PP F/IRON PK/100",36]
["2081627","SULFOSALICYLIC ACID PWD PLW",48]
["2081669","SULFOSALICYLIC ACID PP  PK/100",48]
["2081701","TITRAVER, 0.0716M  CRTG",30]
["2081801","TITRAVER, 0.716M  CRTG",30]
["2082949","CHROMATE INDICATOR SOLN, 500ML",48]
["2084516","POTASSIUM PERMANGANATE EQUIV 946ML",24]
["2084766","POTASSIUM PERSULFATE PP PK/50",60]
["2084769","POTASSIUM PERSULFATE PP   PK/100",60]
["2100803","!! SILICA STD SOLN 0.50MG/L  2.9L",24]
["2100817","SILICA STD SOLN 0.50 MG/L  3.78L",24]
["2101315","LACTOSE MPN TUBE, LIQ CONC PK/15",12]
["2101415","LAURYL TRYPTOSE MPN TUBES  PK/15",12]
["210542","SODIUM CHLORIDE, 1000MG/L  100ML",60]
["2105503","DPD FREE CHLORINE RGT PK/100X3",60]
["210551","SINGLET, 995 MG/L TDS",36]
["2105528","DPD FREE CHLORINE RGT, PK/1000",60]
["210553","SODIUM CHLORIDE STD, 1000MG/L 1L",60]
["2105545","TNT, DPD FREE CL2  PK/50",48]
["2105560","DPD FREE REFILL VIAL",36]
["2105569","DPD FREE CHLORINE RGT PP  PK/100",60]
["2105603","DPD TOTAL CHLORINE RGT  PK/100X3",60]
["2105628","DPD TOTAL CHLORINE RGT, PK/1000",60]
["2105645","TNT, DPD TOTAL CL2  PK/50",48]
["2105660","DPD TOTAL REFILL VIAL",36]
["2105669","DPD TOTAL CHLORINE RGT PP PK/100",60]
["2105769","FERROVER, IRON REAGENT    PK/100",48]
["2105869","CUVER 1, COPPER REAGENT   PK/100",30]
["2106044","ASI TR301 PHOSPHATE PP  PK/20",36]
["2106046","PHOSVER 3, PHOSPHATE PP  PK/50",41]
["2106069","PHOSVER 3 PWD PLWS  10ML  PK/100",41]
["2106169","NITRAVER 5 PWD PLWS 10ML  PK/100",40]
["2106232","&& CITRIC ACID PP  PK/32",60]
["2106269","CITRIC ACID, FOR SILICA   PK/100",60]
["2106369","AMINO ACID RGT PP         PK/100",48]
["2106469","AMMONIA 1 RGT PP  10ML  PK/100",60]
["2106569","++ AMMONIA 2 RGT PP  10ML  PK/100",36]
["2106669","ZINCOVER 5, ZINC REAGENT  PK/100",48]
["2106769","SULFAVER 4, SULFATE RGT   PK/100",48]
["2106827","CYANIVER 3, CYANIDE RGT PWD PLWS",60]
["2106869","CYANIVER 3 CYANIDE RGT PP PK/100",60]
["2106969","CYANIVER 4 CYANIDE RGT PP PK/100",60]
["2107069","CYANIVER 5 CYANIDE RGT PP PK/100",60]
["2107169","NITRIVER 3 PWD PLW  10ML  PK/100",48]
["2107249","NITRAVER 6 RGT PP 10ML PK/100",25]
["2107332","&& MOLYBDATE RGT PP  PK/32",60]
["2107369","MOLYBDATE RGT, SILICA HR  PK/100",60]
["2107432","&& ACID RGT PP  PK/32",60]
["2107469","ACID RGT, SILICA HIGH RNG PK/100",60]
["2107569","NITRIVER 2, NITRITE RGT   PK/100",45]
["2107669","BUFFER, CITRATE TYPE      PK/100",60]
["2107769","SODIUM PERIODATE PP  10ML PK/100",60]
["2109110","NITROGEN, 160MG/L 10ML AMP PK/16",60]
["2109210","PHOSPHORUS, 25MG/L  10ML  PK/16",60]
["2109220","PHOSPHORUS, 25MG/L 2ML AMP PK/20",60]
["2109250","PHOSPHORUS STD SOLN, 25MG/L AS P",60]
["2110023","POLYVINYL ALCOHOL 20G/L, 25ML",48]
["2110042","POLYVINYL ALCOHOL 20G/L 100TESTS",48]
["211220","PHENOL SOLN 30 G/L   29ML",36]
["21126","PHENOL RED IND SOLN, 50ML SCDB",60]
["2112610","COPPER, 12.5MG/L 10ML AMP PK/16",48]
["2112801","MANGANESE, 25MG/L STD 2ML AMPULE",36]
["2112802","MANGANESE, 25MG/L   2ML AMP PKG",36]
["2112810","MANGANESE, 25MG/L 10ML AMP PK/16",36]
["2112820","MANGANESE, 25MG/L 2ML AMP  PK/20",36]
["2112850","MANGANESE STD SOLN, 25MG/L AS MN",36]
["21132","PHENOL RED IND SOLN, 100ML MDB",60]
["21136","PHENOL RED IND SOLN, 15ML SCDB",60]
["2114216","CHLORINE, FREE BUFFER SOLN 946ML",60]
["21149","PHENOL RED IND SOLN, 500ML",60]
["2116126","PHLOXINE B IND, 0.5%  59ML SCDB",48]
["2118244","ASI TK/TF401 PH TEST CHEM  PK/20",36]
["2118281","METACRESOL PURPLE, BULK PWD PLWS",60]
["2118669","COPPER RGT, FREE COPPER, 25ml pk/100",50]
["2118848","HYDROSULFITE RGT PWD PLWS  PK/25",52]
["2118869","HYDROSULFITE RGT PWD PLWS PK/100",52]
["2119423","++ NESSLER RGT EX ALK, 25ML SCDB",60]
["2119432","++ NESSLER RGT EX ALK, 100TESTS MDB",60]
["2119436","++ NESSLER RGT EX ALK, 15ML SCDB",60]
["2119449","++ NESSLER RGT EX ALK, 500ML",60]
["2119453","++ NESSLER RGT EX ALK, 1000 ML",60]
["2119649","HYDROGEN PEROXIDE 50%, 490ML",24]
["212126","SULFURIC ACID, 0.500N  50ML SCDB",60]
["212132","SULFURIC ACID, 0.500N  100ML MDB",60]
["2121816","ACID REAGENT, 946ML",60]
["2121916","MOLYBDATE REAGENT, 946ML",60]
["2122016","CITRIC ACID REAGENT, 946ML",60]
["2122326","ALKALINE CYANIDE RGT, 50ML SCDB",40]
["2122332","ALKALINE CYANIDE RGT  100ML MDB",40]
["2122349","ALKALINE CYANIDE REAGENT,  500ML",40]
["2122377","ALK CYANIDE RGT BETZ L2050 100ML",36]
["2122426","PAN IND SOLN, 0.1%   50ML SCDB",60]
["2122432","PAN IND SOLN, 0.1%  100ML MDB",60]
["2122449","PAN INDICATOR SOLN, 0.1%   500ML",60]
["2122477","PAN INDICATOR SOLN BETZ 2049  100ML",60]
["2122531","SILICA STD SOLN, 25MG/L  236ML",14]
["212327","NICKEL 1 RGT PWD PLWS",48]
["2123544","ASI TK/TF301 NITRATE PP  PK/20",36]
["212368","NICKEL 1 REAGENT PWD PLWS PK/25",48]
["212427","NICKEL 2 POWDER PILLOW",36]
["2124616","CALCIUM CHLORIDE STD SOLN 946/ML",12]
["212468","NICKEL 2 REAGENT PWD PLWS  PK/25",36]
["212528","PHOSVER 3 PWD PLWS 25ML PK/1000",41]
["212544","&& PHOSVER 3, ACCUVER PK/32",60]
["2125716","WATER, STANDARD ZERO       946ML",60]
["2125815","++ COD DIGESTION VIAL, LR HW PK/150",60]
["2125825","++ COD DIGESTION VIAL, LR HW  PK/25",60]
["2125851","++ %% MSDSIMG:COD VIAL LR EEC PK/25",60]
["2125915","++ COD DIGESTION VIAL, HR HW PK/150",60]
["2125925","++ COD DIGESTION VIAL, HR HW  PK/25",60]
["2125951","++ %% MSDSIMG:COD VIAL HR EEC PK/25",60]
["212599","PHOSVER 3 PWD PLW  25ML  PK/100",41]
["2126016","MANGANESE +7 EQUIV STD    946ML",36]
["2126249","FLUORIDE STD SOLN, 19MG/L  500ML",60]
["2126455","INDICATOR RGT, PC 1CM CELL 1.3GM",60]
["212649","ACID REAGENT PWD PLWS  PK/100",60]
["2126504","HARDNESS BUFFER RGT SOLN  PK/4",60]
["2126516","HARDNESS BUFFER RGT SOLN  946ML",60]
["2126655","INDICATOR RGT, PC 1CM CELL .7GM",60]
["2126704","BUFFER RGT, PC HARDNESS 1CM PK/4",60]
["2126716","BUFFER RGT, PC HDNS 1CM    946ML",60]
["2126804","BUFFER RGT, PC CHELANT 1CM PK/4",36]
["2126816","BUFFER RGT, PC CHELANT 1CM 946ML",36]
["212699","ACID RGT PWD PLWS         PK/100",60]
["2127716","CALCIUM CHLORIDE STD SOLN 946ML",12]
["212799","NEUTRALIZING RGT PP  PK/100",36]
["2128410","NITROGEN, 150MG/L 10ML AMP PK/16",60]
["2128420","NITROGEN, 150MG/L 2ML AMP  PK/20",60]
["2128450","NITROGEN, AMMONIA STD 150MG/L AS",60]
["2129216","ALKALINITY, TOT ANALY IND 946ML",60]
["21300H","UNIVER 3",60]
["21301H","UNIVER 3 POWDER, 454G",60]
["21320H","UNIVER 3 POWDER, 28.3G",60]
["2140316","ALKALINITY, TOT ANALY IND  946ML",24]
["2140416","ALKALINITY, TOT ANALY IND  946ML",24]
["2141299","TRIAZOLE REAGENT PWD PLWS PK/100",36]
["2141342","BENZOTRIAZOLE, 500MG/L    100ML",12]
["2141350","BENZOTRIAZOLE 500MG/L STOCK SOLN",12]
["2142001","PAO STD SOLN, 0.0451N CARTRIDGE",12]
["2142616","ALKALINITY, P ANALY IND  946ML",48]
["2142927","PEPTONE, BACTO 1 GRAM  PWD PLWS",48]
["2142964","PEPTONE PWD PLWS   PK/30",48]
["2143027","DILUTION WATER CONC, POTASSIUM",24]
["2143127","DILUTION WATER CONC, MAGNESIUM",24]
["2149116","OZONE EQUIV STD, 0.5MG/L   946ML",60]
["2149216","OZONE EQUIV STD, 1.0MG/L   946ML",48]
["2150127","PHTHALATE-PHOSPHATE RGT PWD PLWS",18]
["2150166","PHTHALATE-PHOSPHATE RGT PP PK/50",18]
["2150232","PAN INDICATOR 0.3%  100ML MDB",60]
["2150342","COBALT STD SOLN, 1000MG/L  100ML",36]
["2151037","SOLUTION 3, FOR MAYTAG 118ML MDB",60]
["2151120","UNIVER 3, HDNS RGT MAYTAG  28G",60]
["2155332","BUFFER SOLN, PHOSPHATE 100ML MDB",60]
["2155353","BUFFER SOLN, PHOSPHATE PH7.0  1L",60]
["2162315","LAURYL TRYPTOSE 1X BROTH, PK/15",12]
["2164949","ACID DETERGENT CONCENTRATE 500ML",60]
["2167969","DEHA REAGENT 1 PWD PLWS   PK/100",36]
["2168042","DEHA REAGENT 2 SOLN,  100ML",48]
["2168049","DEHA REAGENT 2 SOLN,  500ML",48]
["2168077","OXYGEN SCAV RGT 2 BETZ L2319  500ML",48]
["2169016","CHLORINE DIOXIDE RGT 4,   946ML",36]
["2169116","CHLORINE DIOXIDE 1MG/L   946ML",48]
["2169332","ANTI-FOAM AGENT,    100ML MDB",48]
["2171820","FERRIC CHLORIDE RGT  5ML   PK/20",24]
["2175720","SULFATE, 1000MG/L 2ML AMP  PK/20",24]
["2175749","SULFATE STD SOLN, 1000MG/L 500ML",24]
["2175750","SULFATE STD SOLN, 1000MG/L SO4",24]
["2175845","BUFFER SOLN, ACETATE PH4.6 200ML",48]
["2182115","LAURYL TRYPTOSE/MUG SOLN  PK/15",12]
["2182348","FREE COPPER RGT PWD PLWS  PK/25",60]
["2182369","FREE COPPER RGT PWD PLWS  PK/100",60]
["2182999","FORMALDEHYDE RGT 1  PP   PK/100",60]
["2183032","SULFURIC ACID, 1.90N   100ML MDB",24]
["2183216","HARDNESS IN BRINE RGT 1   946ML",48]
["2183668","GLYCOL TEST RGT 1 PWD PLWS PK/25",60]
["2183694","GLYCOL TEST RGT 1 PWD PLW, MOBIL",60]
["2183768","GLYCOL TEST RGT 2 PWD PLWS PK/25",60]
["2183794","GLYCOL TEST RGT 2 PWD PLW, MOBIL",60]
["2183825","GLYCOL TEST RGT 3 VIALS,  PK/25",60]
["2183894","GLYCOL TEST RGT 3 VIALS, MOBIL",60]
["2183936","ETHYLENE GLYCOL, 0.05% 15ML SCDB",48]
["2183994","ETHYLENE GLYCOL, 0.05%  MOBIL",48]
["2184421","MUG FLUORESCENCE CRYSTALS     1G",12]
["2184726","REFERENCE ELCTD SOLN, 50ML SCDB",24]
["2185336","THYMOLPHTHALEIN, 1G/L 15ML SCDB",60]
["218710","CALCIUM 10000MG/L 10ML AMP PK/16",24]
["2187399","COPPER MASKING RGT PP  PK/100",60]
["2187444","ASI TF601 COPPER #1 PP  PK/20",36]
["2187448","PORPHYRIN 1 PWD PLWS  PK/25",30]
["2187469","PORPHYRIN 1 PWD PLWS  PK/100",30]
["2187544","ASI TF601 COPPER #2 PP  PK/20",36]
["2187548","PORPHYRIN 2 PWD PLWS  PK/25",60]
["2187569","PORPHYRIN 2 PWD PLWS  PK/100",60]
["2188226","CUVER 2, COPPER REAGENT PWD 100G",30]
["2188299","CUVER 2 PWD PLWS  25ML    PK/100",30]
["2190304","CALVER B, CONC & WTR 946ML PK/4",48]
["2193432","METHYL PURPLE IND SOLN,100ML MDB",48]
["2193449","METHYL PURPLE IND SOLN,    500ML",48]
["2194816","SULFURIC ACID SOLN, 2.50N 946ML",60]
["2194904","CHROME INDICATOR RGT PWD 1G PK/4",48]
["2194921","CHROME INDICATOR REAGENT PWD  1G",48]
["2195001","HACH ONE REF ELECTROLYTE    CRTG",24]
["2195042","HACH ONE REF ELECTROLYTE   100ML",12]
["2195077","KCL SOLN CRTG  BETZ L2112",24]
["2196527","UREASE REAGENT PWD PLWS",36]
["2196566","UREASE REAGENT PWD PLWS   PK/50",36]
["2197101","POTASSIUM DICHROMATE 1.00N CRTG",30]
["2197153","POTASSIUM DICHROMATE, 1.000N  1L",30]
["2197844","&& DPD FREE, ACCUVER  PK/32",60]
["2197846","DPD FREE CHLORINE PP  5ML  PK/50",60]
["2198244","&& DPD TOTAL, ACCUVER  PK/32",60]
["2198246","DPD TOTAL CHLORINE PP  5ML PK/50",60]
["2199432","ROCHELLE SALT-PVA SOLN 100ML MDB",60]
["2199449","ROCHELLE SALT-PVA REAGENT 500ML",60]
["220399","SULFITE 1 RGT PWD PLWS   PK/100",60]
["220999","PHOSVER 3 PWD PLWS  5ML   PK/100",60]
["221120","BROMINE WATER, 30G/L  29ML",9]
["221149","BROMINE WATER, 30G/L    500ML",9]
["2212129","++ MERCURIC THIOCYANATE SOLN, 200ML",12]
["2212177","!! MERCURICTHIOCYANATE B=L2342 200ML",12]
["2212242","FERRIC ION SOLUTION,  100ML",16]
["2212277","FERRIC ION SOLN  BETZ L2341  100ML",16]
["2217515","LAURYL TRYPTOSE/MUG  PK/15",12]
["221927","NITRIVER 2 POWDER PILLOWS",45]
["221969","NITRIVER 2 PP 25ML PK/100",45]
["221977","NITRIVER 2 PP 25ML BETZ L2335 PK/50",45]
["2220501","CALIBRATION STD 1, 10ML AMPULE",24]
["2220510","CALIBRATION STD 1, AMPULE  PK/16",24]
["2220511","AMPULE, SCRN PTD FOR 22205-01",24]
["2220601","CALIBRATION STD 2, 10ML AMPULE",24]
["2220610","CALIBRATION STD 2, AMPULE  PK/16",24]
["2220611","AMPULE, SCRN PTD FOR 22206-01",24]
["2220701","CALIBRATION STD 3, 10ML AMPULE",24]
["2220710","CALIBRATION STD 3, AMPULE  PK/16",24]
["2220711","AMPULE, SCRN PTD FOR 22207-01",24]
["2220801","CALIBRATION STD 4, 10ML AMPULE",24]
["2220810","CALIBRATION STD 4, AMPULE  PK/16",24]
["2220811","AMPULE, SCRN PTD FOR 22208-01",24]
["2220901","CALIBRATION STD 5, 10ML AMPULE",24]
["2220910","CALIBRATION STD 5, AMPULE  PK/16",24]
["2220911","AMPULE, SCRN PTD FOR 22209-01",24]
["2221001","CALIBRATION STD 6, 10ML AMPULE",24]
["2221010","CALIBRATION STD 6, AMPULE  PK/16",24]
["2221011","AMPULE, SCRN PTD FOR 22210-01",24]
["2221101","CALIBRATION STD 7, 10ML AMPULE",24]
["2221110","CALIBRATION STD 7, AMPULE  PK/16",24]
["2221111","AMPULE, SCRN PTD FOR 22211-01",24]
["2221201","CALIBRATION STD 8, 10ML AMPULE",24]
["2221210","CALIBRATION STD 8, AMPULE  PK/16",24]
["2221301","CALIBRATION STD 9, 10ML AMPULE",24]
["2221310","CALIBRATION STD 9, AMPULE  PK/16",24]
["2221401","CALIBRATION STD 10, 10ML AMPULE",24]
["2221410","CALIBRATION STD 10, AMPULE PK/16",24]
["2221501","CALIBRATION STD 11, 10ML AMPULE",24]
["2221601","CALIBRATION STD 12, 10ML AMPULE",24]
["2224553","HARDNESS BUFFER SOLN, 2&5MG/L 1L",24]
["2224653","HARDNESS BUFFER SOLN, 10MG/L  1L",30]
["2224753","HARDNESS BUFFER SOLN, 20MG/L  1L",36]
["2224853","HARDNESS BUFFER SOLN, 50MG/L  1L",36]
["2224953","HARDNESS BUFFER SOLN, 100MG/L 1L",36]
["2225053","HARDNESS IND RGT SOLN, 2MG/L  1L",6]
["2225153","HARDNESS IND RGT, 5-100MG/L   1L",60]
["2225332","BUFFER SOLN, PH2.5 PAA 100ML MDB",48]
["2225653","ELUANT SOLN, PAA TEST     1000ML",36]
["2226927","BUFFER, PH4.01 PWD PLWS RED CLR",24]
["2226964","BUFFER, PH4.01 PWD PLWS R PK/250",24]
["2226966","BUFFER, PH4.01 PWD PLWS R  PK/50",24]
["2226977","BUFFER PH4.01 PP RED B=L2028  PK/15",24]
["2226995","BUFFER, PH4.01 PWD PLWS R  PK/15",24]
["2227027","BUFFER, PH7.00 PWD PLWS YEL CLR",24]
["2227064","BUFFER, PH7.00 PWD PLWS Y PK/250",24]
["2227066","BUFFER, PH7.00 PWD PLWS Y  PK/50",24]
["2227077","BUFFER PH7.00 PP YEL B=L2029  PK/15",24]
["2227095","BUFFER, PH7.00 PWD PLWS Y  PK/15",24]
["2227127","BUFFER, PH10.00 PWD PLWS  BLUE",24]
["2227164","BUFFER, PH10.01 PWD PLW BLUE PK/250",24]
["2227166","BUFFER, PH10.01 PWD PLWS BLUE PK/50",24]
["2227177","BUFFER PH10.00 PP BLU B=L2339 PK/15",24]
["2227195","BUFFER, PH10.01 PWD PLWS BLUE PK/15",24]
["2229553","CALMAGITE SOLUTION, 0.06% 1000ML",48]
["2229653","BUFFER-MASKING SOLUTION, 1000ML",36]
["2229726","EGTA SOLUTION,  50ML SCDB",60]
["2229777","EGTA SOLN  BETZ L2332  50ML SCDB",60]
["2230356","CALMAGITE SOLUTION, 0.003%    4L",60]
["2234516","FREE CHLORINE EQ STD 5MG/L 946ML",36]
["223617","MOLYBDATE RGT F CR 2 PHOS, 3.78L",60]
["223632","MOLYBDATE REAGENT, 100ML MDB",60]
["223653","MOLYBDATE REAGENT, 1000ML",60]
["223677","MOLYBDATE RGT BETZ L2044  100ML MDB",60]
["2236945","WATER IN OIL RGT, TNT 4.5ML PK50",60]
["2240342","CALCIUM STD SOLN, 1000MG/L 100ML",12]
["2240349","CALCIUM STD SOLN, 1000MG/L 500ML",12]
["2240442","POTASSIUM STD, 1000MG/L  100ML",28]
["2240449","POTASSIUM STD, 1000MG/L  500ML",28]
["2240742","SELENIUM STD, 1000MG/L  100ML",36]
["2241732","ALKALI SOLUTION,  100ML MDB",60]
["2241756","ALKALI SOLN, 4L   FOR CALCIUM/",60]
["2241777","ALKALI SOLN  BETZ L2333  100ML",60]
["2241832","CALCIUM/MAGNESIUM IND, 100ML MDB",60]
["2241856","CALCIUM/MAGNESIUM IND, 4L",60]
["2241877","CA/MG IND, 100ML BETZ L2334.0120",60]
["2241926","EDTA SOLN, 1M  50ML SCDB",54]
["2241977","EDTA SOLN 1M  BETZ L2331  50ML SCDB",54]
["2251926","TKN INDICATOR SOLN, 50ML SCDB",12]
["2253844","&& AMINO ACID F, ACCUVER  PK/32",40]
["2253869","AMINO ACID F PP  25ML  PK/100",36]
["2253929","COD STD SOLN, 1000MG/L     200ML",12]
["2254069","AMINO ACID F, PP FOR 10ML PK/100",36]
["2254217","CITRIC ACID RGT SOLN, 3.78L",60]
["2254232","CITRIC ACID F RGT SOLN 100ML MDB",60]
["2254249","CITRIC ACID RGT SOLN, 500ML",60]
["2254277","CITRIC ACID RGT BETZ L2350 100ML",60]
["2254542","SILICON STD SOLN, 1000MG/L 100ML",12]
["2254549","SILICON STD SOLN, 1000MG/L 500ML",12]
["2255453","HARDNESS INDICATOR RGT, 1MG/L",6]
["2255653","CALIB STD SOLN, DR CELL  1000ML",6]
["2257169","MBTH PWD PLWS  PK/100",48]
["2257249","DEVELOPING SOLN, LR FORMALDEHYDE",36]
["2257310","FORMALDEHYDE 4000MG/L 10ML AMP PK/16",24]
["2259901","PAO STD SOLN, 0.00451N  CRTG",9]
["2260549","PHOSPHORUS 1 RGT SOLN,  500ML",36]
["2260649","PHOSPHORUS 2 RGT SOLN,  500ML",60]
["226142","CARBON DIOXIDE STD 100MG/L 100ML",3]
["2263411","CHLORINE (TOTAL) IND SOLN  473ML",60]
["2263416","CHLORINE IND SOLN, F/ANALY 946ML",60]
["2263511","BUFFER SOLN, TOT CHLORINE  473ML",60]
["2266153","BRAY P1 SOIL EXTRACTANT, 1000ML",24]
["2266253","MEHLICH 1 SOIL EXTRACTANT 1000ML",24]
["2266349","MEHLICH 2 SOIL EXTRACTANT, 500ML",48]
["2266353","&& MEHLICH 2 SOIL EXTRACTANT 1000ML",48]
["2266427","FORMALDEHYDE REAGENT PILLOWS",48]
["2266653","AMMONIUM ACETATE SOIL EXTRACTANT",24]
["2267301","SODIUM THIOSULFATE, 0.113N  CRTG",21]
["2267410","SULFITE EQUIV, 10ML AMP  PK/16",24]
["2267501","SODIUM THIOSULFATE, 0.2000N CRTG",27]
["2267601","SODIUM THIOSULFATE, 0.2068N CRTG",27]
["2268732","ALKALINE EDTA SOLN,   100ML MDB",36]
["2268753","ALKALINE-EDTA SOLUTION, 1000ML",36]
["2268853","SMP BUFFER SOLN, CMPNT 1  1000ML",36]
["2268953","SMP BUFFER SOLN, CMPNT 2  1000ML",36]
["2269317","SURFACTANT RGT SOLN, 3.78L",60]
["2269517","SILICA CALIBRATION EQUIV STD",15]
["2269617","SILICA CALIBRATION EQUIV STD",14]
["2270701","CERIC STD SOLN, 0.5N  CARTRIDGE",2]
["2270777","CERIC STD 0.5N CRTG  BETZ L2127",6]
["227142","IRON STD SOLN, 1000MG/L  100ML",60]
["227149","IRON STD SOLN, 1000MG/L  500ML",60]
["2275132","BUFFER/IND SOLN, PH9.5 100ML MDB",24]
["2275699","TPTZ IRON RGT PP 25ML PK/100",40]
["2276242","POLYACRYLIC ACID 1 RGT  100ML",36]
["2276342","POLYACRYLIC ACID 2 RGT  100ML",36]
["2277353","NEUTRAL DETERGENT CONC, 1000ML",48]
["2277924","AMMONIUM P-TOLUENESULFONATE, 25G",48]
["2278024","GLYCINE P-TOLUENESULFONATE, 25G",48]
["2278124","NICOTINIC ACID P-TOLUENE-SULF  25G",48]
["2278532","&& POTASSIUM THIOCYANATE, 100ML MDB",36]
["2280226","MERCURIC NITRATE 1-HYDT ACS 100G",60]
["2282415","EC MEDIUM/MUG TUBES  PK/15",12]
["2283355","AMINO ACID F, PWD  410G",60]
["2283449","BUFFER SOLN, RED  PH4.01  500ML",48]
["2283456","BUFFER SOLN, RED  PH4.01  4L",48]
["2283461","BUFFER SOLN, RED PH 4.01, 20 LITER",48]
["2283549","BUFFER SOLN, YELLOW PH7.00 500ML",24]
["2283556","BUFFER SOLN, YELLOW PH7.00  4L",24]
["2283561","BUFFER SOLN, YELLOW PH 7.0, 20 LITER",24]
["2283649","BUFFER SOLN, BLUE PH10.01  500ML",12]
["2283656","BUFFER SOLN, BLUE PH10.01  4L",12]
["2283661","BUFFER SOLN, BLUE PH 10.01, 20 LITER",12]
["2284799","METHYLTHYMOL BLUE IND PP  PK/100",36]
["2287255","CALVER B CALCIUM INDICATOR",36]
["2288226","MANNITOL, ACS  100G",48]
["2288332","SULFO ORANGE SOLN      100ML MBD",60]
["2291253","NITRATE EXTRACTION PWD,  1KG",6]
["2292301","FERROUS ETHYLENEDIAMONIUM SULF-",6]
["2293527","SILVER 1 REAGENT PWD PLWS",12]
["2293566","SILVER 1 RGT PP  PK/50",12]
["2293627","SILVER 2 REAGENT SOLN PLWS",24]
["2293666","SILVER 2 RGT SOLN PLWS  PK/50",24]
["2293766","SODIUM THIOSULFATE PWD PW, PK/50",48]
["2294401","IODATE-IODIDE STD SOLN, 1.N CRTG",8]
["2294532","&& BARIUM CHLORIDE, 30%   100ML MDB",60]
["2294549","BARIUM CHLORIDE SOLN, 30%  500ML",60]
["2296323","DIPHENYLAMINE SULPHONIC ACID IND",48]
["2297227","DPD POWDER PILLOW, 2.75 GRAM",36]
["2297255","DPD COMPOUND, FREE & TOTAL  24G",60]
["2298516","ALKALI BUFFER FOR BRINE, 946ML",60]
["2298604","HNB REAGENT PKG FOR LR CALCIUM/",36]
["2298655","HNB PWD FOR LR CALCIUM/MAGNESIUM",36]
["2298716","IODATE/IODIDE SOLN FOR SULFITE",24]
["2299277","BUFFER PH4.01/7.00 PP B=L2148 PK/20",18]
["2299816","BUFFER SOLN, PH10.8  946ML",24]
["2299955","HBAR INDICATOR POWDER, FOR 946ML",48]
["2300816","HBAR DILUTION SOLVENT, 946ML",60]
["230117","FERROZINE SOLUTION   3.78L",54]
["230127","FERROZINE SOLUTION PILLOWS",54]
["230149","FERROZINE IRON RGT SOLN,   500ML",54]
["230166","FERROZINE RGT SOLN PLWS   PK/50",54]
["230177","FERROZINE SOLN  BETZ L1628  500ML",54]
["23032","POTASSIUM HYDROXIDE 12N  100ML",60]
["230424","FERROZINE POWDER            25G",48]
["230434","FERROZINE IRON REAGENT      500G",48]
["230453","FERROZINE IRON REAGENT PWD, BULK",48]
["23049H","POTASSIUM HYDROXIDE, 12N   500ML",60]
["2305003","HNB DILUTION SOLVENT,   2.9L",60]
["2305016","HNB DILUTION SOLVENT, 946ML",60]
["2305042","HNB DILUTION SOLVENT 100ML",60]
["2305442","CALCIUM STD SOLN, 10.0MG/L 100ML",12]
["2305449","CALCIUM STD SOLN, 10.0MG/L 500ML",12]
["2305726","AMMONIUM FLUORIDE 30%  50ML SCDB",60]
["2305842","ALUMINUM STD SOLN, 10MG/L  100ML",24]
["2306129","BARIUM CHLORIDE, F/SULFATE  250G",60]
["2307242","ALKALI BUFFER SOLN 3.0N  100ML",36]
["2307355","HNB POWDER, ONE BOTTLE",36]
["2307442","SODIUM CHLORIDE, 10246MG/L 100ML",60]
["2307449","SODIUM CHLORIDE, 10246MG/L 500ML",60]
["2307542","SODIUM CHLORIDE, 85.47MG/L 100ML",60]
["2307553","SODIUM CHLORIDE, 85.47MG/L  1L",60]
["2308232","ASCORBIC ACID TITRANT  100ML MDB",24]
["2308249","ASCORBIC ACID TITRANT  500ML",24]
["2310026","ASPARAGINE, 100 G",36]
["2310516","MASKING RGT, FOR AL ANALY  946ML",36]
["2310542","MASKING RGT, AL BRINE 100 ML",36]
["2310616","ECR RGT SOLN, FOR AL ANALY 946ML",48]
["2310629","ECR RGT SOLN, AL BRINE 200ML",48]
["2310742","BUFFER RGT, AL BRINE 100 ML",36]
["2311117","HARDNESS BFR, AMINOETHANOL 3.78L",36]
["2311149","HARDNESS BFR, AMINOETHANOL 500ML",36]
["2314011","CHLORINE (FREE) IND, CL17  473ML",60]
["2314111","CHLORINE (FREE) BFR, CL17  473ML",60]
["2314124","DPD 2, 29ML  ETS",60]
["2314152","DPD 2, 59ML  ETS",60]
["2314426","POTASSIUM HYDROXIDE STD, 1.0N",48]
["2318001","CHLORIDE ADJUSTMENT BFR PWD 454G",36]
["2318027","CHLORINE ADJUSTMENT BFR PWD PLWS",36]
["2318149","SODIUM STD SOLN, 100MG/L  500ML",36]
["2318153","SODIUM STD SOLN, 100MG/L  1000ML",36]
["2319109","BUTTERFIELD'S BUFFRD PHOSPHATE 90ML",12]
["2319110","BUTTERFIELD'S BUFFERED PHOSPHATE",12]
["2319125","BUTTERFIELD'S BUF PHOS 90ML PK/25",12]
["2319145","BUTTERFIELD'S BUFFERED PHOSPHATE",12]
["2321142","PHOSPHOROUS STD, 1000MG/L  100ML",48]
["2321332","HYDROCHLORIC ACID SOLN, 1M 100ML MDB",24]
["2321353","HYDROCHLORIC ACID SOLN, 1.0M  1L",24]
["2321453","IODINE SOLN, 0.1M  1000ML",6]
["2321553","POTASSIUM DICHROMATE, 0.1N  1L",60]
["2321753","POTASSIUM PERMANGANATE, 0.1N  1L",6]
["2321777","POT PERMANG N/10 500ML B/ L263.0500",6]
["2321953","SILVER NITRATE STD 0.100N 1000ML",22]
["2323212","PRESENCE-ABSENCE TEST DSPL PK/12",12]
["2323250","PRESENCE-ABSENCE TEST, PK/50",12]
["2323668","DILUTION WATER CONC, PK/25 POTASSIUM",24]
["23249","FLUORIDE STD SOLN, 100MG/L 500ML",60]
["232516","CALCIUM CHLORIDE STD 1MG/L 946ML",48]
["23277","FLUORIDE STD 100MG/L 1L B/L1283.1000",60]
["2329032","FORMATE RGT SOLN, 100ML MDB",48]
["2329142","IODIDE STD SOLN, 500MG/L AS I",48]
["2329232","BROMCRESOL GREEN-METHYL R, 100ML",50]
["2329236","BROMCRESOL GREEN-METHYL R, 15ML",50]
["2329249","BROMCRESOL GREEN-METHYL R, 500ML",50]
["2329277","BROMCRESOL GRN-METHYL RD BETZ L2078",50]
["2329326","WIDE RANGE-4 PH IND, 50ML SCDB",60]
["2329332","WIDE RANGE-4 PH IND,  100ML MDB",60]
["2329342","WIDE RANGE-4 PH IND SOLN   100ML",60]
["2329353","WIDE RANGE-4 PH IND SOLN, 1000ML",60]
["2329449","O-CRESOLPHTHALEIN IND SOLN,500ML",36]
["2329532","BROMCRESOL GREEN IND,  100ML MDB",36]
["2329549","BROMCRESOL GREEN IND SOLN, 500ML",36]
["2329649","WIDE RANGE PH IND SOLN,  500ML",48]
["2330242","PHENOLPHTHALEIN IND SOLN, 100ML",12]
["2330353","HYDROCHLORIC ACID, 0.02N  1000ML",24]
["2332453","SODIUM HYDROXIDE STD SOLN, 6N 1L",36]
["2333301","IODINE STD SOLN, 0.0282N  CRTG",3]
["2333353","IODINE STD SOLN, 0.0282N  1000ML",3]
["2333742","BARIUM DIPHENOLAMINE SULFONATE",12]
["2335549","BUFFER SOLN, PHOSPHATE  500ML",24]
["2335649","DPD IND SOLN, 500ML",2]
["2335753","FERROUS AMMONIUM SULFATE TITRANT",6]
["2339053","BORIC ACID SOLN, 20G/L, 1000ML",2]
["2339349","SULFURIC ACID 0.04N, 500ML",22]
["2339442","ZINC SULFATE SOLN 10%, 100ML",24]
["2340249","STOCK NITRITE SOLN, 500ML",3]
["2340453","++ DIGESTION RGT F/KJELDAHL, 1000ML",36]
["2340501","POTASSIUM SULFATE, 454G",60]
["2340753","SODIUM HYDROXIDE THIOSULFATE RGT",36]
["2340923","GLUTAMIC ACID, RGT GRADE   10G",60]
["2342349","NITRIC ACID STD SOLN 6N, 500ML",60]
["2343267","HOLMIUM TRICHLORIDE PP PK/20",60]
["2343293","HOLMIUM TRICHLORIDE, ACIDIFIED",60]
["2343453","PENTADECANE,  1000ML",48]
["234401","SULFAMIC ACID, 454G",60]
["2344042","GLYCINE REAGENT, 100ML",24]
["234414","SULFAMIC ACID, 113G",48]
["234450","SULFAMIC ACID >20 MESH",120]
["234477","SULFAMIC ACID, 50G BETZ, L254.0050",60]
["2345852","COD VIALS HG-FREE LR  EEC  PK/25",48]
["2345854","COD VIALS HG-FR LR PROLABO PK/25",48]
["2345952","COD VIALS HG-FREE HR  EEC  PK/25",48]
["2345954","COD VIALS HG-FR HR PROLABO PK/25",48]
["2347003","!! CITRIC ACID-SURFACTANT, 2.9L",60]
["2349332","SODIUM HYDROXIDE,.035N 100ML MDB",30]
["2349432","CHLORIDE TITRANT, HR   100ML MDB",48]
["2349732","SULFURIC ACID, 0.035N  100ML MDB",22]
["2349832","SILVER NITRATE TITRANT 0.0493N 100ML",24]
["2349932","EDTA STD SOLN, 0.035N  100ML MDB",60]
["2349949","EDTA STD SOLN, 0.035N  500ML",60]
["2351749","POTASSIUM STD, 100MG/L  500ML",24]
["2351849","POTASSIUM STD, 10MG/L  500ML",24]
["2352449","MOLYBDENUM 1 LR PWD PLW  PK/100",39]
["2352512","MOLYBDENUM 2 RGT SOLN,  50ML MDB",40]
["2352523","MOLYBDENUM 2 RGT SOLN  25ML SCDB",40]
["2352532","MOLYBDENUM 2 RGT SOLN, 100ML MDB",40]
["2352549","MOLYBDENUM 2 RGT SOLN, 500ML",40]
["2352577","MOLYBDATE TC2 RGT BETZ L2353 100ML",40]
["2352727","MOLYBDENUM 1 RGT, PWD PLWS",40]
["2352769","MOLYBDENUM 1 PP 50ML PK/100",40]
["2353003","AMINO ACID F DILTN SOLVENT  2.7L",60]
["2353011","AMINO ACID F DILTN SOLVENT 475ML",60]
["2353255","AMINO ACID F RGT PWD, 308G",60]
["2354110","AMMONIA, 1000MG/L 10ML AMP PK/16",60]
["2354150","AMMONIA, 1000MG/L BULK FOR AMP",60]
["2354153","AMMONIA STD SOLN, 1000MG/L  1L",60]
["235616","CALCIUM CHLORIDE STD 5.0 MG/L",12]
["2359299","MOLYBDENUM 1 RGT PP     PK/100",39]
["2363253","BRAY P2 SOIL EXTRACTANT, 1000ML",48]
["2364717","PHOSPHATE CALIBRATION EQUIV STD",60]
["236616","FERROZINE IRON RGT SOLN  946ML",48]
["2367077","MOLYBDATE 3  BETZ L2322.0120 100ML",60]
["2368531","PPB-1, ACID PRESERVATIVE  236ML",60]
["2368655","PPB-2, FIXER RGT SOLN  43ML",60]
["2368749","PPB-3, ELUANT  500ML",60]
["2368855","PPB-4, NEUTRALIZER  22ML",60]
["2368964","PPB-5, IND REAGENT PWD PLW PK/20",60]
["2370853","CHLORIDE STD SOLN, 0.00282N  1L",60]
["2373220","M-FC AMPULES, GLASS 2ML PK/20",12]
["2373250","M-FC, PLASTIC 2ML PK/50",12]
["2373520","M-ENDO AMPULES, GLASS 2ML PK/20",12]
["2373542","M-ENDO BROTH, 100ML",12]
["2373550","M-ENDO PLASTIC AMPULES  PK/50",12]
["2373820","M-TGE AMPULES, 2ML  PK/20",12]
["2373850","M-TGE AMPULES, PLASTIC 2ML PK/50",12]
["237453","PAO STD SOLN, 0.0310N     1000ML",12]
["2374603","HYDRAZINE EQUIV STD SOLN  2.9L",24]
["2374755","PPB-6, DECOLORIZER  10ML SCDB",60]
["2374820","LEAD STD SOLN, 10MG/L  25ML",36]
["2375503","!! ANIONIC SURFACTANT SOLN  2.9L",60]
["2375620","ACRIDINE ORANGE SOLN, 2ML  PK/20",12]
["2375827","PHOSPHATE BUFFER SOLN PLW",24]
["2375866","PHOSPHATE BUFFER SOLN PLW  PK/50",24]
["2376526","POLYVINYL ALCOHOL DISPRSNG RGT 50ML",60]
["2376549","POLYVINYL ALCOHOL DISPERSING",60]
["2376626","MINERAL STABILIZER  50ML SCDB",60]
["2376649","MINERAL STABILIZER  500ML",60]
["237842","ZINC STD SOLN, 100MG/L     100ML",30]
["2380123","ECR MASKING RGT,  25ML SCDB",15]
["2380227","ECR REAGENT PWD PLWS",18]
["2380268","ECR REAGENT PWD PLWS, PK/25",18]
["2384303","MASKING AGENT F/ALUMINUM  2.9L",24]
["2384403","ECR IND RGT F/ALUMINUM  2.9L",18]
["2384503","BUFFER RGT F/ALUMINUM  2.9L",36]
["2384603","ALUMINUM STD SOLN, 250UG/L  2.9L",18]
["2386420","AMINO ACID F SOLN, 1.2ML AMPULES",60]
["2386432","AMINO ACID F RGT SOLN, 100ML MDB",8]
["2386442","AMINO ACID F RGT SOLN, 100ML",8]
["2386477","AMINO ACID F SOLN BETZ L2380 100ML",8]
["2393701","!! MERCURIC NITRATE CRTG  2.570N",24]
["2395244","ASI TK/TF101 AMMONIA #1 PP PK/20",36]
["2395248","AMMONIA SALICYLATE RGT PP  PK/25",60]
["2395266","AMMONIA SALICYLATE RGT PP  PK/50",60]
["2395327","AMMONIA SALICYLATE RGT PWD PLWS",39]
["2395366","AMMONIA SALICYLATE PP PK/50",39]
["2395377","AMM SALICYLATE PP BETZ L2347  PK/50",39]
["2395444","ASI TK/TF101 AMMONIA #2 PP PK/20",36]
["2395448","AMMONIA CYANURATE RGT PP  PK/25",40]
["2395466","AMMONIA CYANURATE RGT PP  PK/50",40]
["2395527","AMMONIA CYANURATE RGT PWD PLW",18]
["2395566","AMMONIA CYANURATE RGT PP  PK/50",18]
["2395577","AMMON CYANURATE PP BETZ L2348 PK/50",22]
["2396303","FERROUS IRON STD SOLN, 2.9L",6]
["2400603","OXYSCAV REAGENT 2, 2.9L",36]
["2401027","QAC REAGENT 1 POWDER PILLOW",18]
["2401066","QAC REAGENT 1 PWD PLW  PK/50",18]
["2401227","QAC REAGENT 2 POWDER PILLOWS",48]
["2401268","QAC REAGENT 2, PWD PLWS  PK/25",48]
["2401612","PRESENCE/ABSENCE W/MUG, PK/12",12]
["2401650","PRESENCE-ABSENCE W/MUG, PK/50",12]
["2404849","ALUMINUM SULFATE SOLN  500ML",36]
["2404949","NITROGEN NITRATE STD SOLN  500ML",48]
["2405049","NITROGEN NITRATE STD SOLN  500ML",48]
["2406042","TTC SOLN 1%, STERILE 100ML GLASS",12]
["2406549","NITROGEN, AMMONIA 100MG/L  500ML",60]
["2406720","PLATE COUNT AGAR TUBES  PK/20",12]
["2406920","BILE ESCULIN AZIDE AGAR TB PK/20",12]
["2407124","NALIDIXIC ACID, 25G",60]
["2408449","SULFITE STD SOLN, 15MG/L   500ML",36]
["2408532","SODIUM THIOSULFATE STD, 0.00246N",54]
["2408549","SODIUM THIOSULFATE,.00246N 500ML",54]
["2408732","SODIUM THIOSULFATE TITRANT,100ML",50]
["2408842","SODIUM THIOSULFATE STD, 0.00564N",54]
["2408853","SODIUM THIOSULFATE, 0.00564N  1L",54]
["2408932","SODIUM THIOSULFATE STD, 0.0109N",54]
["2408949","SODIUM THIOSULFATE, .0109N 500ML",54]
["2409032","SODIUM THIOSULFATE STD, 0.0113N",54]
["2409049","SODIUM THIOSULFATE, .0113N 500ML",54]
["2409101","SODIUM THIOSULFATE STD, 0.02256N",39]
["2409232","SODIUM THIOSULFATE STD, 0.0246N",54]
["2409249","SODIUM THIOSULFATE, .0246N 500ML",54]
["2409301","SODIUM THIOSULFATE STD, 0.0250N",39]
["2409317","SODIUM THIOSULFATE STD, 0.0250N",54]
["2409350","SODIUM THIOSULFATE STD, 0.0250N",54]
["2409353","SODIUM THIOSULFATE, .025N 1000ML",54]
["2409453","SODIUM THIOSULFATE,.0375N 1000ML",54]
["2409501","SODIUM THIOSULFATE STD, 0.0451N",24]
["2415132","NITROGEN STOCK SOLN, 100ML MDB",48]
["2415342","QAC STANDARD, 100MG/L CTAB 100ML",36]
["2415815","++ COD DIGESTION VIAL, ULR   PK/150",24]
["2415825","++ COD DIGESTION VIAL, ULR    PK/25",24]
["2415854","COD VIALS ULR PROLABO LBLD PK/25",24]
["2415915","++ COD DIGESTION VIAL, HR+   PK/150",60]
["2415925","++ COD DIGESTION VIAL, HR+    PK/25",60]
["241634","HYDROXYLAMINE SULFATE  500G",60]
["241827","SULFIDE INHIBITOR RGT PWD PLWS",60]
["2418490","SODIUM MOLYBDATE, DIHYDRATE",120]
["241899","SULFIDE INHIBITOR PWD PW  PK/100",60]
["24226","MAGNESIUM SALT OF TITRAVER 100G",48]
["2425227","ALUMINUM SULFATE BUFFER PWD PLWS",48]
["2425268","ALUMINUM SULFATE BUFFER PP PK/25",48]
["2428002","SODIUM HYDROXIDE 0.1612N CRTG",42]
["2428320","M-GREEN YEAST & MOLD, 2ML  PK/20",12]
["2428350","M-GREEN Y&M, PLASTIC 2ML PK/50",12]
["2428420","M-TGE/TTC BROTH GLASS AMPULES  PK/20",12]
["2428450","M-TGE W/TTC, PLASTIC 2ML PK/50",12]
["2428520","M-FC/ROSOLIC ACID AMP PK/20 GLAS",12]
["242855","TRITON-X-100               20G",36]
["2428550","M-FC ROSOLIC ACID, PLASTIC 2ML PK/50",12]
["2429042","GLYCINE REAGENT, 10% SOLN  100ML",24]
["2429117","PROCESS PH ELECTROLYTE  3.78L",60]
["2429149","PROCESS PH ELECTROLYTE  500ML",60]
["2431055","OXY-SCAV RGT 1 POWDER, 390G",36]
["2431103","OXY-SCAV RGT 1 DILTN SOLN, 2.7L",60]
["243134","GLYCERIN, GLYCEROL, USP   500G",36]
["2432309","BART TESTER, IRB  PK/9",60]
["2432409","BART TESTER, SRB  PK/9",60]
["2432509","BART TESTER, SLYM  PK/9",24]
["24326","CDTA DISODIUM SALT, 100G",60]
["2432609","BART TESTER, FLOR  PK/9",24]
["2432709","BART TESTER, ALG  PK/9",24]
["2434501","BISMUTH NITRATE, 0.0200M  CRTG",6]
["2434646","BROMIDE IND PWD PLW KODAK  PK/50",24]
["2434699","BROMIDE INDICATOR PWD PLW PK/100",24]
["2434809","BART TESTER SET, IRB-SRB-SLYM",24]
["2436427","BOD NUTRIENT BUFFER PILLOW  4ML",60]
["2436466","NUTRIENT BFR SOLN PLWS 4ML PK/50",60]
["2437099","SULFITE 1 RGT PP  KODAK  PK/100",60]
["2437306","NUTRIENT AGAR W/MUG, 14ML  PK/6",12]
["24399","HEXAVER POWDER PILLOWS PK/100",60]
["2442077","STEAMATE PWR0140 CRTG  BETZ L2117",36]
["2442177","STEAMATE NA0240 CRTG  BETZ L2118",36]
["2442477","STEAMATE NA0540 CRTG  BETZ L2119",12]
["2442977","STEAMATE NA2040 CRTG  BETZ L2120",12]
["2443077","STEAMATE NA2140 CRTG  BETZ L2121",36]
["244903","!! SULFURIC ACID STD SOLN  2.9L",60]
["244932","SULFURIC ACID 5.25N  100ML MDB",60]
["244953","SULFURIC ACID STD 5.25N, 1000ML",60]
["2449727","HEXAVALENT CHR EXTNT PWD PLW",60]
["244977","SULFURIC ACID SOLN BETZ L2002 100ML",60]
["2449799","HEXAVALENT CHR EXTNT PP  PK/100",60]
["2449949","MOLYVER 2 PP PK/100  DREW 7714018",60]
["2450049","MOLYVER 3 PP PK/100  DREW 7715016",60]
["2450232","MOLYBDENUM 2 RGT  100ML  D=6301014",40]
["245026","SODIUM HYDROXIDE 5.0N  50ML SCDB",40]
["245032","SODIUM HYDROXIDE 5.0N  100ML MDB",40]
["245053","SODIUM HYDROXIDE 5.0N  1L",40]
["2450549","PHOSPHATE PP 25ML PK/100  D=6460018",41]
["2450732","SODIUM HYDROX 5.0N 100ML  D=1969197",40]
["2450749","SODIUM HYDROX 5.0N 500ML  D=1969098",40]
["245077","SODIUM HYDROXIDE BETZ L2003  100ML",40]
["2450832","SULFURIC ACID 5.25N 100ML D=1970012",60]
["2450849","SULFURIC ACID 5.25N 500ML D=1970095",60]
["2450933","FILTRATION AID SOLN 29ML  D=1968173",60]
["2451032","MOLYBDATE RGT DREW 6382014 100ML MDB",60]
["2451132","AMINO ACID RGT100ML A=100523/6393011",24]
["2451232","BROMTHYMOL BLUE IND 100ML D=1966193",60]
["2451249","BROMTHYMOL BLUE IND 500ML D=1966094",60]
["2451332","PHENOL RED IND SOLN 100ML D=4244190",60]
["2451349","PHENOL RED IND SOLN 500ML D=4244018",60]
["2451432","THYMOL BLUE 100ML A=67673/1965195",60]
["2451449","THYMOL BLUE IND 500ML  DREW 1965096",60]
["2451532","SODIUM THIOSULF .1N 100ML D=5134192",18]
["245199","POTASSIUM PERSULFATE PP   PK/100",60]
["245201","SODIUM NITRITE, ACS  454G",48]
["2452232","HYDRAVER 2 RGT 100ML  DREW 1961011",24]
["2452332","CYCLOHEXANONE  100ML MBD  D=6403018",60]
["2452468","ZINCOVER 5 PP PK/25X4 DREW 1944017",48]
["2452549","AMERSITE RES 1 PP PK/100  D=4162012",36]
["2452742","CHLORINE DIOXIDE 1 100ML  D=6378187",36]
["2452842","CL DIOX 2 100ML A=83514ASH/6379185",18]
["245293","SODIUM NITRITE, ACS",60]
["2452942","CHLORINE DIOXIDE 3 100ML  D=6380182",60]
["2453142","WATER, DEMINERALZD 100ML  D=6170195",60]
["2453153","WATER, DEMINERALZD 1000ML D=6170104",60]
["2453156","WATER, DEMINERALIZED 4L  D=6170724",60]
["2453232","MOLYBDT 3 RGT 100ML A=100202/6462014",60]
["2453449","AMINO ACID PK/100 A=100558/6394019",36]
["2454032","PHENOLPHTHALN 100ML A=67344/0311191",60]
["2454049","PHENOLPHTHALEIN 500ML DREW 0311019",60]
["2455399","SULFITE BFR PP PK/100  DREW 6474019",60]
["2455432","STARCH IND SOLN 100ML DREW 1958190",60]
["2455453","STARCH IND SOLN 1000ML DREW 1958109",60]
["2455749","COPPER RGT PP PK/100 A=51435/6402010",30]
["2456001","CHELANT RESID 0.080M CRTG D=6412019",15]
["2456514","AL-4 ALUMINA PWD  NALCO S5021  59G",12]
["246027","CYANURIC ACID 2 RGT PWD PLWS",36]
["246066","CYANURIC ACID 2 PWD PLWS   PK/50",36]
["246101","FORMAZIN STD  CRTG     4000 NTU",24]
["246102","FORMAZIN CALIB AMPULE  4000NTU",24]
["24614","HYDROXYLAMINE HYDROCHLORIDE 113G",36]
["246142","FORMAZIN TURB STD, 4000NTU 100ML",24]
["246149","FORMAZIN TURB STD, 4000NTU 500ML",24]
["246155","FORMAZIN STD, 4000NTU  BULK FOR",24]
["2462920","IRON, 25MG/L STD  2ML AMP  PK/20",60]
["2463746","DISSOLVED OXYGEN 3 RGT, PK/50",60]
["2463769","DISSOLVED OXYGEN 3 RGT, PK/200",60]
["2465849","CITRIC ACID PP 5ML PK/100 D=1946013",60]
["2467514","RESIN, DEMINERALIZER 113G D=6404016",36]
["2470226","OIL, ANDEROL* 465  50ML SCDB",60]
["2470720","IRON REDUCING AGENT, 28.3G",24]
["2471515","EC/MUG W/O DURHAM TUBES, PK/15",24]
["2472132","SULFURIC ACID 0.10N 100ML D=0319195",13]
["2472153","SULF ACID 0.1N 1L A=83384/0319013",18]
["2472156","SULFRC ACID 0.10N 4L A=50957/0319724",13]
["2472253","SULFURIC ACID 0.02N 1000ML D=0485012",22]
["2472256","SULF ACID 0.020N 4L A=100583/0485723",22]
["2472356","POTASSIUM IODATE-IDE 4L  D=6058722",24]
["2472453","SILVER NITRATE 1L A=67769/6061105",6]
["2472456","SILVER NITRATE STD 4L  DREW 6061725",6]
["2472553","SILVER NITRATE 0.141N 1L D=7800106",18]
["2472753","HDNS TITRANT 0.02N 1000ML D=6057104",12]
["2472756","HDNS TITRNT 0.02N 4L A=67817/6057724",12]
["2472933","MG SULFATE STD 10G/L 29ML D=7796016",48]
["2473956","BARIUM CHLORD 10% 4L A=67328/0328725",60]
["2473977","BARIUM CHLORIDE BETZ L249.0100 100ML",60]
["2474649","TOTAL SEQUESTRANT 2 500ML D=4345097",60]
["247632","M-NITROPHENOL IND SOLN 100ML MDB",48]
["2476742","GLYCINE 10% 100ML A=100393/9889876",60]
["2477466","FERROZINE PLW PK50X2 A=51418/6466016",54]
["2477669","ZINC RGT PP 20ML PK/100  D=6457015",48]
["2477842","MOLYBDENUM STD 100ML  DREW 7826193",28]
["2477942","IRON STD 100MG/L 100ML DREW 7828199",60]
["2478049","PHOSPHATE 50MG/L 500ML DREW 7833099",60]
["2478149","SILICA STD 1MG/L 500ML  D=7836093",48]
["2478242","ZINC STD 100MG/L 100ML DREW 7837190",30]
["2478409","BART TESTER, POOL  PK/9",24]
["2479068","DO 3 PP  PK/25X4  DREW 6474027",60]
["2479549","PHOSPHATE STD 1MG/L 500ML D=7830095",48]
["2479649","SILICA STD 10MG/L 500ML  D=7834097",12]
["2480549","TRIAZOLE RGT PP PK/100 DREW 6458013",36]
["2480726","@@ SULFURIC ACID 1.0N  50ML SCDB",60]
["2480942","COPPER STD 100MG/L 100ML D=8835029",60]
["2481569","PHENOL REAGENT PWD PLW  PK/100",30]
["2485720","M-FC AMP, PALL 68100  WM PK/20",12]
["2485820","M-ENDO AMP, PALL 68102 WM PK20",12]
["2485920","M-FC/ROSOLIC ACID, PALL 68101",12]
["2485950","M-FC W/RA, PALL 4302 PLASTIC PK/50",12]
["2488349","NITRATE IONIC STR ADJ SOLN 500ML",48]
["2490409","BART TESTER, HAB  PK/9",24]
["2491049","AMERTROL C RGT 1 500ML DREW 7193097",24]
["2491053","AMERTROL C RGT 1 1000ML  D=7193014",24]
["2491149","AMERTROL C RGT 2 PK/100  D=7194020",24]
["2491232","AMERTROL C RGT 3 100ML DREW 7195192",24]
["2491253","AMERTROL C RGT 3 1000ML  D=7195010",24]
["2491353","AMERTROL C RGT 4 1000ML  D=7196018",24]
["2491356","AMERTROL C RGT 4  4L  DREW 7196729",24]
["2491431","AMERTROL C RGT 5 237ML DREW 7197362",24]
["2491446","AMERTROL C REAGENT 5  250ML",24]
["2491453","AMERTROL C RGT 5 1000ML  D=7197016",24]
["2491532","AMERTROL C RGT 6 100ML DREW 7198196",24]
["2491732","HDNS CHEKMATE RGT 1 100ML D=7876198",60]
["2491832","HDNS CHEKMATE RGT 2 100ML D=7880199",60]
["2491926","HDNS CHECKMATE RGT 3 50ML A=67151",60]
["2492026","HDNS CKMT BLANK 50ML A=99920/7890180",54]
["2492332","SULFIDE 1 RGT 100ML  DREW 7304199",40]
["2492432","SULFIDE 2 RGT 100ML  DREW 7305197",60]
["2493014","BLANKING RGT, ULTRA LOW CHLORINE",60]
["2493023","BLANKING REAGENT,   29ML",60]
["2493120","BUFFER SOLN, 1.5ML AMP  PK/20",12]
["2493220","DPD IND SOLN, 1.5ML AMP    PK/20",12]
["2493449","DPD FREE PP 10ML NALCO S0460 PK/100",60]
["2493549","DPD TOTAL PP 10ML NALCO S0461 PK/100",60]
["2493649","CUP-3 PP 10ML NALCO P3100.3 PK/100",60]
["2493749","CUP-1 PP 10ML NALCO P3100.1 PK/100",30]
["2493849","CUP-2 PP 10ML NALCO P3100.2 PK/100",60]
["2493949","MO-1 PP 10ML NALCO P3102.1 PK/100",60]
["2494049","MO-2 PP 10ML NALCO P3102.2 PK/100",60]
["2494149","MO-3 PP 10ML NALCO P3102.3 PK/100",60]
["2494249","NITRIVER 2 PP  NALCO S0464  PK/100",45]
["2494349","SULFAVER 4 PP  NALCO S0465  PK/100",48]
["2494632","BFR SOLN PH7.00 100ML  DREW 6447198",36]
["2494732","CHLORINE DIOXIDE RGT 100ML A=67130",12]
["2494925","PRESENCE-ABSENCE BROTH AMPULES,PK/25",12]
["2495012","BOTTLE W/CAP, 100ML  STER  PK/12",60]
["2495050","BOTTLE W/CAP, 100ML  STER  PK/50",60]
["2495525","PRESENCE-ABSENCE W/MUG AMPULES PK/25",12]
["2498032","SODIUM HYDROXIDE,.075N 100ML MDB",60]
["2498132","EDTA STD SOLN, 0.0075N 100ML MDB",30]
["2498742","FE(II) RGT SOLN NALCO S0450 100ML",21]
["2498821","FE-4 IRON RGT NALCO 50 ML",54]
["2498842","FE-4 IRON RGT NALCO S0451 100ML",54]
["2498849","FERROZINE IRON RGT  NALCO  500ML",54]
["2498932","ZN-6 SOLN  NALCO P3103.2  100ML MDB",60]
["2499049","ZN-5 PP NALCO S0605(P3103.1) PK/100",48]
["2499149","CHROMAVER 3 PP  NALCO S0462  PK/100",33]
["2499232","HYDRAVER 2 RGT NALCO S0463 100ML MDB",24]
["2499349","MN-1P PP  NALCO P3101.1  PK/100",60]
["2499449","MN-2P PP  NALCO P3101.2  PK/100",60]
["2500250","SILVER NITRATE 0.2250 CARTRIDGE",9]
["2500350","IODATE-IODIDE 0.3998 CARTRIDGE",8]
["2501025","DISSOLVED OXY LR ACCUVAC, PK/25",54]
["2501050","TEST KIT, ACCUVAC DO LOW RANGE",54]
["2502025","DPD FREE CHLORINE ACCUVAC, PK/25",60]
["2502350","POLYVINYL ALCOHOL  KODAK  29ML",48]
["2502749","25 PPM DIVO LE",60]
["2502849","50 PPM DIVO LE",60]
["2502949","100 PPM DIVO LE",60]
["2503025","DPD TOT CHLORINE ACCUVAC, PK/25",60]
["250349","SODIUM CHROMATE, 1000MG/L  500ML",48]
["2503720","MOLYBDATE 3 REAGENT, KODAK",60]
["2504025","CUVER 2 COPPER ACCUVAC, PK/25",60]
["2505025","CHROMAVER 3 ACCUVAC, PK/25",33]
["2506025","SPADNS FLUORIDE ACCUVAC, PK/25",60]
["2507025","FERROVER IRON ACCUVAC, PK/25",48]
["2508025","PHOSVER 3 ACCUVAC, PK/25",60]
["2509025","SULFAVER 4 ACCUVAC, PK/25",60]
["2510025","TPTZ LOW RNG IRON ACCUVAC, PK/25",60]
["2511025","NITRAVER 5 NITRATE ACCUVAC PK/25",60]
["2512025","NITRIVER 3 NITRITE ACCUVAC PK/25",60]
["2513025","BARIVER 4 BARIUM ACCUVAC, PK/25",60]
["2514025","FERROUS IRON ACCUVAC, PK/25",60]
["2515025","DISSOLVED OXY HR ACCUVAC, PK/25",60]
["2516025","OZONE ACCUVAC, 0-0.25MG/L  PK/25",24]
["2517025","OZONE ACCUVAC, 0-0.75MG/L  PK/25",24]
["2518025","OZONE ACCUVAC, 0-1.5MG/L  PK/25",24]
["2522025","MOLYVER 6 ACCUVAC, PK/25",45]
["2524025","HYDRAZINE RGT ACCUVAC, PK/25",24]
["2525025","PHOSPHORUS MOLYBDOVANADATE PK/25",48]
["2530201","ELECTROLYTE SOLN CRTG  DREW 7894018",24]
["2530626","HYDROCHLORIC ACID 1:1 NALCO 59ML",60]
["2530632","1:1 HCL  NALCO S0726(P3109.3) 100ML",60]
["2531449","FA-2 PP NALCO S0942(P3104.2) PK/100",18]
["2531549","FA-1  NALCO S0941(P3104.1)  500ML",24]
["2532742","SG-1  NALCO S0201(P3105.1)  100ML",24]
["2533077","SILICA 3 PP 5ML BETZ L2301  PK/100",48]
["2533177","AMINO ACID RGT PP BETZ L2012 PK/100",48]
["2533277","DIPHENYLCARBAZONE BETZ L2080 PK/100",24]
["253334","NITRIFICATION INHIBITOR   500G",36]
["253335","NITRIFICATION INHIBITOR   35G",36]
["2533377","MANVER 2 HDNS IND BETZ L2086 PK/100",60]
["2533477","CALVER 2 PP  BETZ L2092  PK/100",60]
["2533577","FERROVER RGT PP BETZ L2032  PK/100",48]
["2533677","FERROVER PP 5ML  BETZ 2302  PK/100",48]
["2533777","MOLYBDATE RGT PP BETZ L2010 PK/100",60]
["2533877","ACID RGT PP  BETZ L2011  PK/100",60]
["2534177","PHOSVER 3 PP 25ML BETZ L2001A PK/100",41]
["2534377","PHOSVER 3 PP 5ML BETZ L2304  PK/100",60]
["2534477","POTASSIUM PERSULF BETZ L2004 PK/100",60]
["2534577","SULFAVER 4 PP  BETZ L2019  PK/100",48]
["2534677","CHROMAVER 3 PP  BETZ L2005  PK/100",33]
["2534777","NITRAVER 5 PP  BETZ L2336  PK/100",36]
["2534877","DPD TOTAL PP 25ML BETZ L2337 PK/100",60]
["2534977","DPD FREE PP 25ML BETZ L2317  PK/100",60]
["2535077","MOLYVER 1 PP  BETZ L2035  PK/100",60]
["2535177","MOLYVER 2 PP  BETZ L2036  PK/100",60]
["2535277","MOLYVER 3 PP  BETZ L2037  PK/100",60]
["2535377","CUVER 1 RGT PP  BETZ L2020  PK/100",30]
["2535577","ALUVER 3 RGT PP  BETZ L2014  PK/100",48]
["2535677","BLEACHING 3 RGT BETZ L2015 PK/100",60]
["2535777","DECHLORINATING RGT BETZ L2043 PK/100",60]
["2535877","ACID RGT PP 5ML BETZ L2306  PK/100",60]
["2535977","MOLYBDATE RGT PP 5ML B=L2307 PK/100",60]
["2536077","CITRIC ACID PP 5ML BETZ L2308 PK/100",60]
["2536177","ASCORBIC ACID PP BETZ L2016 PK/100",60]
["2536277","POTASSIUM PERSULF BETZ L2045 PK/100",60]
["2536377","PHOSVER 3 PP 10ML BETZ L2325 PK/100",41]
["2536477","TRIAZOLE RGT PP  BETZ L2046  PK/100",36]
["2536577","OXYGEN SCAV 1 PP BETZ L2318  PK/100",36]
["2536677","COPPER MASK RGT  BETZ L2345  PK/100",60]
["2536777","PORPHYRIN 1 PP  BETZ L2343  PK/100",30]
["2536877","PORPHYRIN 2 PP  BETZ L2344  PK/100",60]
["2536977","CUVER 2 PP  BETZ L2346  PK/100",30]
["2537377","AMINO ACID F PP BETZ L2351 PK/100",36]
["2537477","HOLMIUM TRICHLORIDE BETZ L2370 PK/20",60]
["2537577","MOLYBDATE TC1 PP BETZ L2352 PK/25",39]
["2537701","HYDROGEN SULFIDE PAPER, HS-C",18]
["2537733","HYDROGEN SULFIDE PPR, CUT PK/100",18]
["2538377","DPD FREE PP 5ML BETZ L2098  PK/100",60]
["2538477","CITRIC ACID PP BETZ L2013 PK/100",60]
["2538849","SA-2  NALCO S0351(P3104.3)  500ML",36]
["2538932","SA-3 NALCO S0352(P3104.4) 100ML MDB",60]
["2539132","SG-2  NALCO S202A(P3105.2)  100ML",24]
["2539242","SG-3  NALCO S0203(P3105.3)  100ML",24]
["2539432","PA-1  NALCO S0635(P3106.1)  100ML",24]
["2539532","PA-2  NALCO S0636(P3106.2)  100ML",24]
["2539720","TSC-1 RGT SOLN  NALCO S0901  20ML",24]
["2539832","TSC-2 IND SOLN  NALCO S0906  100ML",24]
["2540026","EP-1  NALCO S0321(P3108.1)  59ML",20]
["2540149","EP-2 PP NALCO S0322(P3108.2) PK/100",24]
["2540227","EP-5 POWDER PILLOWS  NALCO",22]
["2540268","EP-5 PP NALCO S0325(P3108.3) PK/25",22]
["254027","NITRIC ACID, 1:1 SOLN PLWS",36]
["2540332","EP-6  NALCO S0326(P3108.4)  100ML",21]
["254049","NITRIC ACID SOLN, 1:1  500ML",60]
["2540532","TP-1  NALCO SH357(P3109.1)  100ML",22]
["2540627","XP-2 POWDER PILLOW  NALCO",24]
["2540668","XP-2 PP NALCO S5091(P3109.2) PK/25",24]
["254077","NITRIC ACID 50% 100ML BETZ L269.0100",60]
["254098","NITRIC ACID, 1:1 SOLN PLWS PK/25",36]
["2541249","AMMONIA ELCTD STORAGE SOLN 500ML",48]
["2541259","AMMONIA ELCTD STORAGE SOLN, 50ML",48]
["2541549","SIH-1 NALCO S0622(P3111.1) PK/100",60]
["2541649","SIH-2/SIL-2 N=P3111.2/P3112.2 PK/100",60]
["2541749","SIH-3 NALCO S0625(P3111.3) PK/100",60]
["2541847","SIH-4 PP NALCO S0619(P3111.4) PK/20",60]
["2541926","SIL-1 NALCO S0626(P3112.1) 59ML",60]
["2542049","SIL-3 PP NALCO S617P(P3112.3) PK/100",36]
["2542249","AM-1 PP  NALCO P3110.1  PK/100",60]
["2542349","AM-2 PP  NALCO P3110.2  PK/100",40]
["25432","BROMCRESOL PURPLE,    100ML MDB",60]
["2543727","FERROMO IRON REAGENT 1 PWD PLWS",36]
["2543768","FERROMO IRON RGT 1 PWD PLW PK/25",36]
["2543777","FERROMO RGT 1 PP BETZ L2785  PK/25",36]
["2543827","FERROMO IRON REAGENT 2 PWD PLW",36]
["2543830","MSDS, FERROMO IRON REAGENT 2",12]
["2543866","FERROMO IRON RGT 2 PWD PLW PK/50",36]
["2543877","FERROMO RGT 2 PP BETZ L2786  PK/25",36]
["2544149","ALECR-1 PP NALCO P3113.1 PK/100",18]
["2544249","ALECR-2 PP NALCO P3113.2 PK/100",24]
["2544323","ALECR-3 NALCO P3113.3 29ML SCDB",15]
["25449","BROMCRESOL PURPLE IND SLN, 500ML",60]
["2545049","SODIUM HYDROXIDE SOLN, 10N 500ML",36]
["254534","PHENOLPHTHALEIN, ACS        500G",60]
["2545649","MO-4 PP  NALCO S0491  PK/100",60]
["2546902","++ POT CL REF ELCTRLT GEL CRTG PK/2",24]
["2546953","POTASSIUM CHLORIDE ELEC FILL SN 1L",24]
["254926","POTASSIUM ANTIMONYL TARTRATE",60]
["25512","BROMTHYMOL BLUE IND,  50ML DB",60]
["25532","BROMTHYMOL BLUE,    100ML MDB",60]
["2553449","FE-HL IRON RGT PP NALCO S0466 PK/100",48]
["25549","BROMTHYMOL BLUE IND SOLN, 500ML",60]
["2555925","CADMIUM GRANULES, TREATED   50G",48]
["2556050","CADMIUM GRANULES, SCRND 14/40 MESH",60]
["2556050C","COPPERIZED CADMIUM GRANULES",1]
["2557120","ALUMINUM, 25MG/L  2ML AMP  PK/20",36]
["2557130","MSDS, ALUMINUM STD SOLN, 25MG/L",36]
["2557150","ALUMINUM STD SOLN, 25MG/L AS AL",36]
["2557220","CHROMIUM 6, 10MG/L 2ML AMP PK/20",60]
["2557250","CHROMIUM 6 STD SOLN, 10MG/L CR6+",60]
["2557320","COBALT, 100MG/L  2ML AMP  PK/20",36]
["2557350","COBALT STD SOLN, 100MG/L AS CO",36]
["2557410","MOLYBDENUM,250MG/L 10MLAMP PK/16",36]
["2557420","MOLYBDENUM, 250MG/L  2ML  PK/20",36]
["2557450","MOLYBDENUM STD SOLN, 250MG/L MO",36]
["2557501","MOLYBDENUM, 75MG/L    2ML AMPULE",36]
["2557510","MOLYBDENUM,75MG/L 10ML AMP PK/16",36]
["2557520","MOLYBDENUM, 75MG/L 2ML AMP PK/20",36]
["2557550","MOLYBDENUM STD SOLN, 75MG/L MO",36]
["2557610","NICKEL, 50MG/L 10ML AMP    PK/16",36]
["2557620","NICKEL, 50MG/L  2ML AMP  PK/20",36]
["2557650","NICKEL STD SOLN, 50MG/L AS NI",36]
["2557710","NITRATE, 250MG/L 10ML AMP  PK/16",60]
["2557801","NITRATE, 5.0MG/L STD  2ML AMPULE",54]
["2557802","NITRATE, 5.0MG/L STD 2ML AMP PKG",54]
["2557810","NITRATE, 5.0MG/L 10ML AMP  PK/16",54]
["2557820","NITROGEN, 5.0MG/L 2ML AMP  PK/20",54]
["2557850","NITRATE STD SOLN, 5.0MG/L NO3(N)",54]
["2557920","SILVER, 50MG/L  2ML AMP  PK/20",36]
["2557950","SILVER REF SOLN, 50MG/L AS AG+",36]
["2558177","STEAMATE NA2440 CRTG  BETZ L2122",36]
["2558277","STEAMATE PAS4000 CRTG  BETZ L2123",12]
["2558701","NITRATE STD, 12MG/L  2ML AMPULE",60]
["2558702","NITRATE STD, 12MG/L  2ML AMP PKG",60]
["2558720","NITROGEN, 12MG/L  2ML AMP  PK/20",60]
["2558750","NITRATE STD SLN, 12MG/L AS NO3-N",60]
["2560027","QAC REAGENT 1 PP   BETZ",24]
["2560077","QAC RGT 1 PP  BETZ L2113A  PK/4",24]
["2560177","QAC RGT 2 PP  BETZ L2113B  PK/25",48]
["256032","TANNIVER 3 REAGENT, 100ML MDB",36]
["256049","TANNIVER 3 REAGENT,  500ML",36]
["2560727","TOXTRAK REAGENT PWD PLW",48]
["2560766","TOXTRAK REAGENT PWD PLW   PK/50",48]
["2560836","TOXTRAK ACCELERATOR SOLN, 15ML",36]
["2560915","A-1 MEDIUM MPN TUBES, PK/15",12]
["2561106","M-TEC AGAR, 14ML TUBE  PK/6",12]
["25632","CRESOL RED IND SOLN,   100ML MDB",60]
["2563749","OIL & GREASE EXTRACTANT    500ML",12]
["2564325","TRYPTIC SOY BROTH, 100ML   PK/25",12]
["25649","CRESOL RED IND SOLN,   500ML",60]
["2565025","COD DIGEST VIAL, COD2 LR   PK/25",48]
["2565115","COD DIGEST VIAL, COD2 HR PK/150",48]
["2565125","COD DIGEST VIAL, COD2 HR   PK/25",48]
["2566249","DPD FREE PP 25ML NALCO S0428 PK/100",60]
["2566349","DPD TOTAL PP 25ML NALCO S0430 PK/100",60]
["2566449","CUP-1 PP 25ML NALCO S0637 PK/100",30]
["2566549","CUP-2 PP 25ML NALCO S0638 PK/100",60]
["2566649","CUP-3 PP 25ML NALCO S0639 PK/100",60]
["2566749","MO-1 PP 25ML NALCO S0690 PK/100",60]
["2566849","MO-2 PP 25ML NALCO S0691 PK/100",60]
["2566949","MO-3 PP 25ML NALCO S0692 PK/100",60]
["2567149","SO4-1P RGT PP  NALCO S0722  PK/100",48]
["2567729","SOIL EXTRACTANT,  200ML",18]
["256949","PHOSPHATE STD SOLN, 1MG/L  500ML",48]
["2569527","MEKOR SCAVENGER RGT PWD PLWS",24]
["2569566","MEKOR SCAVGR RGT PP PK/50 D=7329015",24]
["25732","THYMOL BLUE IND SOLN,  100ML MDB",60]
["25749","THYMOL BLUE IND SOLN,   500ML",60]
["257849","SULFATE STD SOLN, 50MG/L   500ML",24]
["257924","N-SERVE*, TCMP               25G",48]
["258353","UNIVER 3 W/O SILICA GEL, BULK",60]
["2583679","MOLYVER 1 RGT PP  PK/100 MIN TAG",60]
["2583879","MOLYVER 3 RGT PP  PK/100 MIN TAG",60]
["2583979","MOLYVER 1 RGT PP  PK/100 MIN TAG",60]
["2584201","FORMAZIN STD, 7500 NTU VIAL",24]
["2584202","FORMAZIN STD, 7500NTU AMPULE PKG",24]
["2584253","FORMAZIN STD SOLN, 7500 NTU, 1L",24]
["2587149","EP-4 PP  NALCO S0324  25ML  PK/100",41]
["258901","FLUORIDE ADJ BUFFER     454G",48]
["258927","FLUORIDE ADJUSTMENT BUFFER PP",48]
["2589527","CHLOROPHOSPHONAZO IND SOLN PLWS",24]
["2589549","CHLOROPHOSPHONAZO IND SOLN 500ML",24]
["2589577","CHLOROPHOSPHONAZO BETZ L2369 PK/100",24]
["2589599","CHLOROPHOSPHONAZO SOLN PLWS PK/100",24]
["2589636","CDTA SOLUTION,  10ML SCDB",24]
["2589677","CDTA RGT SOLN BETZ L2368 10ML SCDB",24]
["258999","FLUORIDE ADJ 25ML PWD PW  PK/100",48]
["25924","AMINO NAPHTHOL SULFONIC ACID 25G",60]
["2593227","POTASSIUM BOROHYDRIDE MIXTURE PP",60]
["2593268","POTASSIUM BOROHYDRIDE PP   PK/25",60]
["259342","COPPER STD SOLN, 1000MG/L  100ML",24]
["2594642","WATER, ULTRA PURE   100ML",60]
["2594649","WATER, ULTRA PURE   500ML",60]
["2595136","ASI TR101 CALCIUM #1  15ML DB",36]
["2595223","ASI TR101 CALCIUM #3  25ML SCDB",36]
["2595224","HARDNESS 3 TITRANT, 29ML  ETS",36]
["2595252","HARDNESS 3 TITRANT, 59ML  ETS",36]
["2595801","AMMONIUM CHLORIDE REF ELCTLT GEL",24]
["2595802","++ AMMONIUM CHLORIDE GEL CRTG, PK/2",24]
["2596242","MOLYBDATE STD, 1000MG/L  100ML",36]
["2597101","AMMONIUM SULFATE REF ELCTLT GEL",36]
["2597102","++ AMMONIUM SULFATE GEL CRTG, PK/2",36]
["2599102","BOTTLE W/CAP, 100ML DECHLOR SPEC",36]
["2599112","BOTTLE, SAMPLING  W/SODIUM THIO-",36]
["2599150","BOTTLE, SAMPLING  W/SODIUM THIO-",36]
["2599803","!! MOLYBDATE RGT SOLN, 2.9L  FOR LR",36]
["2599849","MOLYBDATE RGT SOLN, 500ML",36]
["2599903","ASCORBIC ACID RGT DILUTION SOLN,",36]
["2599949","ASCORBIC ACID DILUTN SOLN, 450ML",36]
["25M1A1001","PH7.0 BUFFER, STD CELL SOLN",24]
["25M1A100-1001","PH7 BUFFER, 45% ETHYL ALCOHOL 500ML",24]
["25M1A1001-105","BUFFER,7 PH,STD CELL, 50",24]
["25M1A1001-115","PH7.0 BUFFER, STD CELL 500ML",24]
["25M1A1001-123","PH7.0 BUFFER, STD CELL 3.5L",24]
["25M1A1002","BUFFER, PH7 90% PHOSPHATE SOLN",24]
["25M1A1002-123","BUFFER,7 PH,90% PHOSPHATE",24]
["25M1A1003","BUFFER, PH6.5 ORP STD CELL SOLN",24]
["25M1A1003-115","BUFFER, PH6.5 ORP STD CELL 500ML",24]
["25M1A1004","BUFFER,2 PH,CAL.SOLUTION",24]
["25M1A1004-115","BUFFER,2 PH,CAL.SOLUTN, 5",24]
["25M1A1004-123","BUFFER,2 PH,CAL.SOLUTN,3.",24]
["25M1A1005","BUFFER,6 PH,CAL.SOLUTION",24]
["25M1A1005-123","BUFFER,6 PH,CAL.SOLUTN,3.",24]
["25M1A1006","BUFFER, PH4.65 W/O CL STD.CELL",24]
["25M1A1006-115","BUFFER,4.65pH,W/O CHLRD,5",24]
["25M1A1006-119","BUFFER,4.65pH,W/O CHLRD,1",24]
["25M1A1007","BUFFER, PH5.00 CALIB SOLN",24]
["25M1A1007-123","BUFFER,5 PH,CAL.SOLUTION,",24]
["25M1A1008","BUFFER, PH7 STD CELL GLYCOL",24]
["25M1A1008-115","BUFFER,7 pH,STD CELL,GLYCOL",24]
["25M1A1013","BUFFER, PH1.00 CALIB SOLN",24]
["25M1A1013-123","BUFFER,1 PH,CAL.SOLUTN,3.",24]
["25M1A1014-119","BUFFER,4 PH,CAL.SOLUTN,1",48]
["25M1A1014-123","PH4.0 BUFFER, 3.5L  CALIB SOLN",24]
["25M1A1015","BUFFER, PH6.50 CALIB SOLN",24]
["25M1A1015-123","BUFFER,6.5pH,CAL.SOLUTN,3",24]
["25M1A1016","PH7.0 BUFFER, CALIBRATION SOLN",24]
["25M1A1016-119","BUFFER,7 PH,CAL.SOLUTN,1",24]
["25M1A1016-123","PH7.0 BUFFER, 3.5L  CALIB SOLN",24]
["25M1A1017-119","BUFFER,10pH,CAL.SOLUTN,1",24]
["25M1A1017-123","PH10.0 BUFFER, 3.5L  CALIB SOLN",24]
["25M1A1023","BUFFER, PH7 STD",24]
["25M1A1023-115","BUFFER,7.00pH STD CELL,W/",24]
["25M1A1023-119","BUFFER, PH7 STD 1L",24]
["25M1A1025","EQUITRANSFERRANT PH7 BUFFER SOLN",12]
["25M1A1025-115","EQUITRANSFERRANT PH7 BUFFER, 500ML",12]
["25M1A1025-119","EQUITRANSFERRANT PH7 BUFFER, 1L",12]
["25M1A1025-123","EQUITRANSFERRANT PH7 BUFFER, 3.5L",12]
["25M2A1001","200MV ORP SOLN",12]
["25M2A1001-115","200MV ORP SOLN, 500ML",12]
["25M2A1001-119","200MV ORP SOLN, 1L",12]
["25M2A1001-123","200MV ORP SOLN, 3.5L",12]
["25M2A1002","600MV ORP SOLN",12]
["25M2A1002-115","600MV ORP SOLN, 500ML",12]
["25M2A1002-119","600MV ORP SOLN, 1L",12]
["25M2A1002-123","600MV ORP SOLN, 3.5L",12]
["25M3A2000-1001","COND SOLN, 45US/CM 1L",24]
["25M3A2000-1002","COND SOLN, 50US/CM 1L",24]
["25M3A2000-119","!! COND SOLN, 100-1000US/CM 1L",24]
["25M3A2050","COND SOLN, 1000-2000US/CM",36]
["25M3A2050-119","!! COND SOLN, 1000-2000US/CM 1L",36]
["25M3A2100-1001","K = 10,000uS/cm Solution",36]
["25M3A2100-1003","K=100,000US/CM SOLN, 1L",36]
["25M3A2100-1004","COND SOLN, 150,000US/CM 1L",36]
["25M3A2100-119","!! COND SOLN, 2000-150,000US/CM 1L",36]
["25M3A2200-119","!! COND SOLN 200,000-300,000US/CM 1L",36]
["25M3A2300-119","COND SOLN, 300-800MS 1L",36]
["25M4A1002","1000FTU SOLN",18]
["25M4A1002-115","SOLUTION,1000 FTU, 500 ML",18]
["25M4A1002-119","1000FTU SOLN, 1L",18]
["25M4A1004","SOLUTION, 500 FTU",12]
["25M4A1004-119","SOLUTION, 500 FTU,1000 mL",12]
["25M4A1005","SOLUTION, 300 FTU",12]
["25M4A1005-119","SOLUTION, 300 FTU,1000 mL",12]
["25M4A1006","SOLUTION, 100 FTU",12]
["25M4A1006-119","SOLUTION, 100 FTU,1000 mL",12]
["25M4A1007","SOLUTION, 30 FTU",12]
["25M4A1007-119","SOLUTION, 30 FTU,1000 mL",12]
["25M5A1001","1g/L SILVER SOLUTION",24]
["25M5A1001-115","1 G/L SILVER SOLUTION",24]
["25M5A1001-119","1 G/L SILVER SOLUTION",24]
["25M5A1002","3g/L SILVER SOLUTION",24]
["25M5A1002-115","3 G/L SILVER SOLUTION",24]
["25M5A1002-119","3 G//L SILVER SOLUTION",24]
["25M6A1001","SALT SOLN, 1.0M KNO3 F/SALT BRIDGES",24]
["25M6A1001-123","SALT SOLUTION,KNO3,3.5 LT",24]
["25M6A1002","SALT BRIDGE SOLN, SILVER",48]
["25M6A1002-123","SALT SOLN, SILVER 3.5L",48]
["25M6A1004","SALT SOLUTION,KNO3,NO EDT",24]
["25M6A1004-123","SALT SOLUTION,KNO3,NO EDT",24]
["25M6A1007","3M KCL SOLN",48]
["25M6A1007-111","3M KCL REF SOLN, 250ML",48]
["25M6A1007-119","REFERENCE SOLN, 3M KCL, 2",48]
["25M6A1007-123","REFERENCE SOLN,3M KCL,GAL",48]
["25M6A1009","SALT SOLN,GLYCOL,BRIDGE",24]
["25M6A1009-119","Salt Solution, Glycol",24]
["25M6A1012","SALT SOLUTION,BINARY",24]
["25M6A1012-115","SALT SOLUTION,BINARY, 500",24]
["25M6A1012-119","SALT SOLUTION, BINARY, 1000 ML",24]
["25M6A1012-123","SALT SOLUTION,BINARY,3.5",24]
["25M6A1016","ELECTROLYTE SOLN, BULK",48]
["25M6A1016-115","ELECTROLYTE SOLN, 500ML",48]
["25M6A1020","BROMIDE SALT SOLUTION, BULK",6]
["25M6A1020-119","BROMIDE SALT SOLUTION",6]
["25M6A1021","SALT SLTN.,1.5 MOLAR EQU-",12]
["25M6A1021-119","SALT SLTN.,1.5 MOLAR EQU-",12]
["25M7A1001","ELECTROLYTE,SCHOTT,D.O.",24]
["25M7A1001-105","ELECTROLYTE,SCHOTT,D.O.,",24]
["25M7A1002-105","ELECTROLYTE FOR 5440D, 60ML",24]
["25M7A1002-123","ELECTROLYTE FOR 5440D, 3.5 LITERS",24]
["25M7A1003","DO CRTG SHIPPING SOLN, BULK",6]
["25M7A1003-119","DO CRTG SHIPPING SOLN, 1L",6]
["25M7A1003-123","DO CRTG SHIPPING SOLN, 1 GALLON",6]
["25M8A1002-101","PROPRIETARY GEL, 2 GRAMS  GLI",36]
["25M9A1004-107","CLEANING SOLN FOR 5440D, 60ML",24]
["2600103","!! WATER, ZERO STD  2.9L  F/LR PHOS",60]
["2602449","ELIMINOX 1 N=S0195(P3115.1) PK/100",36]
["2602542","ELIMINOX 2 NALCO S0196(P3115.2)100ML",48]
["2602853","STD COLOR SOLN 15 UNITS, 1000ML",48]
["2603449","COPPER MASKING RGT PP  PK/100",60]
["2603549","PORPHYRIN 1 RGT PP  10ML  PK/100",30]
["2603649","PORPHYRIN 2 RGT PP  10ML  PK/100",60]
["2603849","ECR REAGENT PWD PLW  20ML PK/100",18]
["2603999","HEXAMETHYLENETETRAMINE  PK/100",24]
["2604299","MOLYVER 1 RGT PP  10ML  PK/100",60]
["2604399","MOLYVER 2 RGT PP  10ML  PK/100",60]
["2604499","MOLYVER 3 RGT PP  10ML  PK/100",60]
["2604545","RGT SET, TNT AMVER LR",24]
["2604945","RGT SET, TNT TIN PRETREATMENT",24]
["2605150","TOT INORG NITROGEN REDUCT AMP PK/50",24]
["2605345","RGT SET, TNT NITRAVER X 50 TESTS",24]
["2605546","NITRAVER X REAGENT B PP  PK/50",24]
["2605620","CHROMIUM 6, 5.0MG/L  2ML  PK/20",60]
["2605650","CHROMIUM STD SOLN, 5.0MG/L CR6+",60]
["2605720","COPPER, 4.0MG/L  2ML AMP  PK/20",48]
["2605750","COPPER STD SOLN, 4.0MG/L",48]
["2605802","MANGANESE STD 10MG/L 2ML AMPULE",36]
["2605820","MANGANESE, 10MG/L 2ML AMP PK/20",36]
["2605850","MANGANESE STD SOLN, 10MG/L",36]
["2606945","RGT SET, TNT AMVER HR  50 TESTS",24]
["2608345","RGT SET, TNT NITRIVER 3  PK/50",36]
["2608420","M-COLIBLUE24 AMP, PK/20  GLASS",12]
["2608442","M-COLIBLUE24 BROTH, 100ML",12]
["2608450","M-COLIBLUE24 PLASTIC AMPULES PK/50",12]
["2608799","TPTZ IRON RGT PP 10ML PK/100",40]
["2609149","DPD INDICATOR SOLUTION, 500ML",2]
["2609549","HEXANE/MTBE RGT  NALCO S5297  500ML",12]
["2610627","PATHOSCREEN PP  100ML  STERILE",36]
["2610696","PATHOSCREEN PWD PLW, 100ML PK/50",36]
["2610727","PATHOSCREEN PP  20ML  STERILE",36]
["2610796","PATHOSCREEN PP 20ML PK/100",36]
["2610810","PADDLE TSTR,TOT BAC/YEAST/MOLD PK/10",12]
["2610910","PADDLE TSTR,TOT BACT/TOT COLIF PK/10",12]
["2611894","SODIUM MOLYBDATE, DRIED GRANULAR",120]
["26121","BROMCRESOL GREEN, ACS      1G",60]
["2612520","ORP STANDARD, 20ML AMPULE  PK/20",12]
["2613399","CHLOROPHOSPHONAZO NALCO S0472 PK/100",24]
["2613436","CDTA SOLN  NALCO S0471  10ML SCDB",24]
["2613526","METHYL ORANGE IND SOLN, 50ML",36]
["2614727","PATHOSCREEN PWD PLWS, 100ML SAMPLE",36]
["2614827","PATHOSCREEN PP  20ML  NONSTERILE",36]
["2615199","PHTHALATE-PHOSPHATE PP,  PK/100",18]
["2615436","CDTA SOLUTION, 0.4M  15ML SCDB",48]
["2617177","ULTRASPERSE 1 PP BETZ L2356  PK/100",39]
["2617277","ULTRASPERSE 2 SOLN BETZ L2357 50ML",40]
["2617501","POTASSIUM PERSULFATE, ACS  454G",36]
["2617550","POTASSIUM PERSULFATE, PURIFIED",120]
["2619309","BART TESTER, DN PK/9",24]
["2619407","BART TESTER, N  PK/7",24]
["2619510","PADDLE TESTER, DISINFECTION",12]
["2620532","SULFURIC ACID STD, 0.030N  100ML",6]
["2620553","SULFURIC ACID STD, 0.030N 1000ML",6]
["2620831","NITRITE DILUENT SOLN  236ML",36]
["2620927","NITRITE INDICATOR PWD PLWS",24]
["2620964","NITRITE INDICATOR PP  PK/4",24]
["26223","BROMOPHENOL BLUE, ACS  10G",60]
["2622949","PROCESS PH ELECTROLYTE W/O",60]
["2622956","PROCESS PH ELECTROLYTE W/O",60]
["2623249","POTASSIUM PERSULF PK/100 NALCO S0327",60]
["2623415","COD VIALS, MANGANESE III  PK/150",24]
["2623425","COD VIALS, MANGANESE III  PK/25",24]
["2623451","COD VIALS MN III EEC LABEL PK/25",24]
["2624046","TPTZ IRON RGT PK/50 A=100205/6042014",40]
["26240BG","OTO RGT #1  BIOLAB  29ML",36]
["2624166","FERROMO 1 PP PK25X2 A=100501/6035019",36]
["2624266","FERROMO RGT 2 PP PK/50 DREW 6036017",36]
["26242BG","PHENOL RED IND #2  BIOLAB  29ML",60]
["26244BG","ACID DEMAND TITRANT #3 BIOLAB 29ML",60]
["26246BG","CHLORINE NEUTRALIZER #4 BIOLAB 15ML",36]
["26248BG","METHYL ORANGE IND #5 BIOLAB 15ML",36]
["26250BG","ALKALI DEM TITRANT #3B BIOLAB 29ML",24]
["26252BG","ALKALINITY IND #5B GUARDEX 1/2OZ",48]
["26271GDX","OTO, 8OZ BIOLAB",26]
["26282BIO","SOFT SWIM RGT #2 29ML PK/24 BIOLAB",60]
["2628732","BROMCRESOL GRN-METHYL RED, 100ML",24]
["2628832","ADVANTAGE PLUS 1 100ML DREW 6076013",60]
["2628942","AMINO ACID F SOLN 100ML  D=7399018",8]
["2630020","CHLORINE, 25-30MG/L  2ML  PK/20",12]
["2630050","CHLORINE STD SOLN, 25-30MG/L",12]
["26322","BROMTHYMOL BLUE ACS          5G",60]
["2635201","%% SPEC COLOR STD #1, DPD (REF ONLY)",16]
["2635202","%% SPEC COLOR STD #2, DPD (REF ONLY)",16]
["2635203","%% SPEC COLOR STD #3, DPD (REF ONLY)",16]
["2636749","HCL ACID 6N 500ML A=67195/5090097",60]
["2641549","WATER, ORGANIC FREE   500ML",24]
["2641632","ALIZARIN YELLOW R IND, 100ML MDB",24]
["26436XXX","CL DEMAND TITRATING RGT, 473ML",36]
["2646277","NITRAVER X RGT PP BETZ L2375 PK/50",24]
["2647402","MOLYBDENUM 75MG/L 2ML AMP D/6087010",24]
["2647612","MOLYBDENUM 2 RGT  59ML  D=6301022",40]
["2647815","AZIDE DEXTROSE BROTH TBS 6X PK/15",12]
["2648249","ADVANTG PLUS 2 PK100 A=50535/6077011",50]
["2650477","MOLYBDENUM TC2 RGT BETZ L2359  50ML",40]
["2650677","MOLYBDENUM TC1 PP BETZ L2358 PK/100",39]
["2651155","AMINO ACID F RGT PWD, 55G",60]
["2651255","ASCORBIC ACID PWD, 48G",60]
["2651337","SILICA STD 50MG/L 118ML  D=6047014",12]
["2651432","HARDNESS IND 100ML A=83279/6017199",60]
["2651532","ALKALINITY IND SOLN 100ML D=7405195",50]
["2652849","551.1 HAN/THM BFR RGT PP  PK/100",24]
["2652949","551.1- C.H. BFR RGT PP  PK/100",36]
["2653199","AMMONIA CYANURATE RGT PP  PK/100",40]
["2653299","AMMONIA SALICYLATE PP  PK/100",60]
["2657327","PH STORAGE SOLN PP BULK",24]
["2657364","PH STORAGE SOLN PP  PK/20",24]
["2657512","PHENOL RED SPEC GRADE IND  50ML",6]
["2658448","HGEX3 ALKALINE RGT PP  PK/25",24]
["2658548","HGEX4 INDICATOR PP  PK/25",24]
["2658636","HGEX5 HYDROXIDE SOLN  10ML SCDB",48]
["2658748","HGEX6 COMPLEXING RGT PP  PK/25",24]
["2658825","HGEX RGT A  20 ML AMPULES  PK/25",36]
["2658949","HGEX REAGENT B SOLN  500ML",18]
["2659059","HGEX RGT C SOLN  55ML",36]
["2659701","STABLCAL SOLN, <0.1 NTU  AMPULE",24]
["2659742","STABLCAL SOLN, <0.1 NTU  100ML",24]
["2659749","STABLCAL SOLN, <0.1 NTU  500ML",24]
["2659753","STABLCAL SOLN, <0.1 NTU  1000ML",24]
["2659755","STABLCAL SOLN, <0.1 NTU",24]
["2659801","STABLCAL STD AMPULE, 1.0 NTU",24]
["2659842","STABLCAL STD, 1.0 NTU  100ML",24]
["2659849","STABLCAL STD, 1.0 NTU  500ML",24]
["2659853","STABLCAL STD, 1.0 NTU  1000ML",24]
["2659901","STABLCAL STD AMPULE, 10 NTU",24]
["2659942","STABLCAL STD, 10 NTU  100ML",24]
["2659949","STABLCAL STD, 10 NTU  500ML",24]
["2660001","STABLCAL STD AMPULE, 18 NTU",24]
["2660042","STABLCAL STD, 18 NTU  100ML",24]
["2660049","STABLCAL STD, 18 NTU  500ML",24]
["2660101","STABLCAL STD AMPULE, 20 NTU",24]
["2660142","STABLCAL STD, 20NTU  100ML",24]
["2660149","STABLCAL STD, 20 NTU  500ML",24]
["2660153","STABLCAL STD,  20 NTU  1000ML",24]
["2660201","STABLCAL STD AMPULE, 100 NTU",24]
["2660242","STABLCAL STD, 100 NTU  100ML",24]
["2660249","STABLCAL STD, 100 NTU  500ML",24]
["2660301","STABLCAL STD AMPULE, 180 NTU",24]
["2660342","STABLCAL STD, 180 NTU  100ML",24]
["2660349","STABLCAL STD, 180 NTU  500ML",24]
["2660401","STABLCAL STD AMPULE, 200 NTU",24]
["2660442","STABLCAL STD, 200NTU  100ML",24]
["2660449","STABLCAL STD, 200 NTU  500ML",24]
["2660501","STABLCAL STD AMPULE, 800 NTU",24]
["2660542","STABLCAL STD, 800 NTU  100ML",24]
["2660549","STABLCAL STD, 800 NTU  500ML",24]
["2660601","STABLCAL STD AMPULE, 1000 NTU",24]
["2660642","STABLCAL STD, 1000 NTU  100ML",24]
["2660649","STABLCAL STD, 1000 NTU  500ML",24]
["2660701","STABLCAL STD AMPULE, 1800 NTU",24]
["2660742","STABLCAL STD, 1800 NTU  100ML",24]
["2660749","STABLCAL STD, 1800 NTU  500ML",24]
["2661377","MOLYBDENUM TC1 PP 5ML B=L2381 PK/100",39]
["2661477","MOLYBDENUM TC2 SOLN BETZ L2382 25ML",40]
["2661825","CRTG, CHLORIDE REMOVAL  PK/25",60]
["2665624","CALCIUM HARDNESS IND 25G  D=5027017",60]
["2666627","BOROTRACE 2 RGT, POWDER PILLOWS",12]
["2666669","BOROTRACE 2 RGT PP PK/100",12]
["2666799","BOROTRACE 3 RGT PP PK/100",60]
["2667699","PH IND, MID-RANGE PP PK/100 5ML",48]
["2669748","IRON TEST RGT  PK/25",48]
["2671745","## TNT, TN HYDROXIDE RGT PK/50",42]
["2671846","TN PERSULFATE PP  PK/50",60]
["2671946","TN RGT A BISULFITE PP  PK/50",48]
["2672046","TN RGT B INDICATOR PP  PK/50",24]
["2672145","## TNT, TN RGT C ACID SOLN 50 TESTS",24]
["26722","PHENOL RED   ACS           5G",60]
["2672629","COD STANDARD SOLN, 800MG/L 200ML",12]
["2674226","PVSK RGT 50ML SCDB  DREW 9905524",60]
["2675027","RAPID SILVER RGT POWDER PILLOWS",18]
["2675069","RAPID SILVER RGT PP, PK/100",18]
["2675401","%% SPEC COLOR STD #1, AMMONIA/MONO-",16]
["2675402","%% SPEC COLOR STD #2, AMMONIA/MONO-",16]
["2675403","%% SPEC COLOR STD #3, AMMONIA/MONO-",16]
["26814BG","CALCIUM HDNS #3 946ML BIOGUARD",60]
["2681877","CITRIC ACID PP BETZ L2396  PK/100",60]
["2681977","MOLYBDATE RGT PP BETZ L2397  PK/100",60]
["2682077","ACID RGT PP 10ML BETZ L2398  PK/100",60]
["2682177","DPD FREE PP 10ML BETZ L2385  PK/100",60]
["26821BG","TOTAL ALK #2 946ML BIOGUARD",24]
["2682277","DPD TOTAL PP 10ML BETZ L2386 PK/100",60]
["2682642","CHLORIDE 1000PPM 100ML DREW 9905292",60]
["2682742","HARDNESS STD 2MG/L 100ML  D=9905300",24]
["2684701","STABLCAL SOLN AMPULE, <0.1 NTU",24]
["2684801","STABLCAL STD AMPULE, 20 NTU",24]
["2684901","STABLCAL STD AMPULE, 100 NTU",24]
["2686832","SODIUM THIOSULFATE  2.12N  100ML",24]
["2686901","SODIUM THIOSULFATE STD, 2.26N",18]
["26870BG","OTO RGT #1 BG, 1/2 OZ",48]
["2695601","SAT MAGNESIUM CARBONATE, CRTG",48]
["2695612","SAT MG CARB, 10ML IN MIX BOTTLE",48]
["2695753","APA RGT 2 HARDNESS BFR SOLN, 1L",12]
["2695853","APA RGT 1 HARDNESS IND SOLN, 1L",12]
["2696253","APA STD 1, LR HDNS, 0 UG/L  1L",60]
["2696353","APA STD 2, LR HDNS 5 MG/L  1L",18]
["2696553","APA RGT 1 ALKLNITY ACID SLN  1L",12]
["2696653","APA RGT 2 ALKLNITY IND SOLN  1L",12]
["2696753","APA STD 1 ALKALINITY ZERO STD 1L",60]
["2696853","APA STD 2 ALKALINITY 2000MG/L 1L",12]
["2697053","WASH SOLN, APA 6000  1L",60]
["2697153","APA RGT 1 ISA SOLN, 1L",36]
["2697253","APA STD 1, AMMON NITRATE LOW  1L",24]
["2697353","APA STD 2, AMMON NIT HIGH  1L",24]
["2697453","APA CLEANING SOLN, SURFACTANT",36]
["2697653","APA BIOCLEANING SOLN,  1L",6]
["2697942","STABLCAL CERT STD, 0.30 NTU 100ML",24]
["2697953","STABLCAL CERT STD, 0.30 NTU 1L",24]
["2698042","STABLCAL CERT STD, 0.50 NTU 100ML",24]
["2698053","STABLCAL CERT STD, 0.50 NTU 1L",24]
["2700132","POTASSIUM IODIDE SOLN, 100ML MDB",24]
["2700232","PHOSPHATE BFR SOLN,PH7 100ML MDB",12]
["2700301","PAO TITRANT, 0.00564N  CRTG",24]
["2700349","PAO TITRANT, 0.00564N  500ML",24]
["2700653","EDTA TITRANT, 0.01M  1L",12]
["2700742","BROMOCRESOL GREEN IND, 100ML",12]
["2700832","SODIUM THIOSULFATE, 0.1N  100ML",12]
["2700942","PHOSPHORUS STD SOLN, 2.5MG/L P",12]
["2701349","MUREXIDE INDICATOR PP,  PK/100",48]
["2701377","MUREXIDE IND PP  BETZ L2126  PK/100",48]
["27026","SILICA 1 REAGENT SOLN, 50ML SCDB",60]
["27032","SILICA 1 RGT SOLN, 100ML MDB",60]
["2703377","NITRIVER 2 PP 5ML BETZ L2373 PK/100",45]
["2704303","SOLVENT, FOR HI TEMP CITRIC ACID",60]
["2704420","SURFACTANT, F/HI TMP CITRIC ACID",60]
["27049","SILICA 1 REAGENT SOLN,   500ML",60]
["27053","SILICA 1 RGT SOLN,  1000ML",60]
["2706042","SODIUM NITRITE STD 50G/L 100ML",12]
["2706142","POTASSIUM IODIDE, 10G/L  100ML",12]
["2706277","ZINCOVER 5 PP  BETZ L6359  PK/100",48]
["2707301","%% SPEC COLOR STD #1, ALUMINUM",16]
["2707302","%% SPEC COLOR STD #2, ALUMINUM",16]
["2707303","%% SPEC COLOR STD #3, ALUMINUM",16]
["2707501","%% SPEC COLOR STD #1, IRON",16]
["2707502","%% SPEC COLOR STD #2, IRON",16]
["2707503","%% SPEC COLOR STD #3, IRON",16]
["2707701","%% SPEC COLOR STD #1, LEAD",16]
["2707702","%% SPEC COLOR STD #2, LEAD",16]
["2707703","%% SPEC COLOR STD #3, LEAD",16]
["2707901","%% SPEC COLOR STD #1, D.O.",16]
["2707902","%% SPEC COLOR STD #2, D.O.",16]
["2707903","%% SPEC COLOR STD #3, D.O.",16]
["2708101","%% SPEC COLOR STD #1, OZONE",16]
["2708102","%% SPEC COLOR STD #2, OZONE",16]
["2708103","%% SPEC COLOR STD #3, OZONE",16]
["2708301","%% SPEC COLOR STD #1, NITRATE",16]
["2708302","%% SPEC COLOR STD #2, NITRATE",16]
["2708303","%% SPEC COLOR STD #3, NITRATE",16]
["2708701","%% SPEC COLOR STD #1, CYANIDE",16]
["2708702","%% SPEC COLOR STD #2, CYANIDE",16]
["2708703","%% SPEC COLOR STD #3, CYANIDE",16]
["2709906","MEMBRANE, AMMONIUM APA 6000 PK/6",36]
["27101","SILICA 3 POWDER         454G",48]
["2712601","%% SPEC COLOR STD #1, FLUORIDE",16]
["2712602","%% SPEC COLOR STD #2, FLUORIDE",16]
["2712603","%% SPEC COLOR STD #3, FLUORIDE",16]
["2714045","## TNT, TN HYDROXIDE HR RGT PK/50",48]
["2714349","SALINITY STD SLN, 35.0 PPT 500ML",60]
["2714477","COND STD 1412US/CM BETZ L2125 100ML",60]
["2714549","COND STD SOLN, 12.9 MS/CM  500ML",60]
["2715120","M-FC AMP, PALL 4356  NN  PK/20",12]
["2715220","M-ENDO AMP, PALL 4355 NN PK/20",12]
["2715242","M-ENDO PALL 4313, 100ML GLASS",12]
["2715250","M-ENDO AMP, PALL 68105 PK/50",12]
["2715320","M-TGE AMP, PALL 4372  NN PK/20",12]
["2715350","M-TGE AMP, PALL 68106 PLAS PK/50",12]
["2715977","DPD TOTAL PP 5ML BETZ L2389  PK/100",60]
["27169","SILICA 3 REAGENT PWD PLWS PK/100",48]
["27229","WATER, DEIONIZED (DEMINERALIZED)",60]
["2723342","STABLCAL CERT STD, 0.10 NTU 100ML",24]
["2723353","STABLCAL CERT STD, 0.10 NTU 1L",24]
["2723356","STABLCAL CERT STD, 0.10 NTU 4L",24]
["2724106","R2A-I-MF AGAR  14ML  PK/6",24]
["27242","WATER, DEIONIZED 100ML (DEMINRLZD)",60]
["27248","WATER, DEIONIZED, 500ML",60]
["27249","WATER, DEIONIZED 500ML (DEMINRLZD)",60]
["27256","WATER, DEIONIZED 4L (DEMINERALIZED)",60]
["2725649","COND STD 500UM/CM 500ML  D=6968095",60]
["2725749","COND STD 5000 500ML A=84122/6063093",60]
["2725849","COND STD 10,000UM/CM 500ML D=6966099",60]
["27277","CHELANT DEMAND RGT, 1000ML L369.1000",60]
["2740677","OXYGEN SCAV 2 BETZ L2319.0100 100ML",48]
["2742453","DIGESTION SOLN FOR KJELDAHL, 1L",36]
["2742545","TNT, REACTIVE PHOSPHATE 50 TESTS",36]
["2742645","!!TNT, TOTAL PHOSPHORUS  50 TESTS",36]
["2742745","TNT, PHOSPHATE TOTAL & ACID HYDROLYZ",24]
["2743042","SODIUM HYDROXIDE, 1.54N 100ML",60]
["2743811","FLUORIDE STD, 0.5MG/L 473ML",45]
["2744850","TEST STRIP, TOT ALKALINITY BTL/50",24]
["2744940","TEST STRIP, LR CHLORIDE BTL/40 (QT)",24]
["2745050","TEST STRIP, CHLORINE  BTL/50",24]
["2745125","TEST STRIP, COPPER 0-3 PPM BTL/25",18]
["2745250","TEST STRIP, TOTAL HARDNESS BTL/50",36]
["2745325","TEST STRIP, IRON KIT W/ BTL/25 TESTS",24]
["2745425","TEST STRIP, NITRATE/NITRITE BTL/25",24]
["2745650","TEST STRIP, PH LOW RANGE BTL/50",24]
["2745999","DPD TOTAL CHLORINE PP PK/100 ETS",60]
["2746132","ACT-1 RGT SOLN  NALCO S0353  100ML",24]
["2746242","ACT-2 RGT SOLN  NALCO S0354  100ML",24]
["2746353","STABLCAL STD, 40NTU  1L",24]
["2746356","STABLCAL STD, 40NTU  3.78L",24]
["2746977","PHENOLPHTHALEIN BETZ L212D 15ML SCDB",60]
["2749950","MILLIPORE M00PMCB24 PK/50 PLAS AMP",12]
["2751340","TEST STRIP, HR CHLORIDE BTL/40 (QT)",24]
["2753929","THM RGT 1, SCDB",24]
["2754048","THM RGT 2 SOLN 330ML",12]
["2754090","N,N DIETHYLNICOTINAMIDE, BULK",12]
["2754142","THM RGT 3 SOLN",24]
["27549","MANGANOUS SULFATE SOLN,   500ML",48]
["2755250","TEST STRIP, 5-IN-1 WATER QUAL BTL/50",24]
["2755325","TEST STRIP, AMMONIA SET W/ BTL/25",24]
["2755953","APA RGT 1 COPPER BUFFER SOLN, 1L",60]
["2756053","APA RGT 2 COPPER IND SOLN, 1L",36]
["2756253","APA STD 1 COPPER, 0 MG/L  1L",36]
["2756353","APA STD 2 (LR) COPPER 1MG/L  1L",36]
["2756453","APA STD 2 (HR) COPPER 10MG/L  1L",36]
["2756549","PH STORAGE SOLN, 500ML",24]
["2756556","PH STORAGE SOLN, 3.78L",24]
["2756693","THM RGT 4, PURIFIED, BULK PWD",12]
["2756699","THM RGT 4 PP PK/100",24]
["2757150","TEST STRIP, PHOSPHATE BTL/50",24]
["2759126","ELECT FILL SOLN, DO 50 ML SCDB",24]
["2760345","TOC, LR TNT RGT SET",36]
["2760445","TOC, HR TNT RGT SET",36]
["2762133","GLYCINE RGT, 10% SOLN, 29ML SCDB",12]
["2762277","RGT SET, TNT NITRAVER X BETZ L1893R",24]
["2764001","%% DR/CHECK ABS STD #1 (REF ONLY)",16]
["2764002","%% DR/CHECK ABS STD #2 (REF ONLY)",16]
["2764003","%% DR/CHECK ABS STD #3 (REF ONLY)",16]
["27649","ALKALINE IODIDE RGT SOLN   500ML",48]
["2765219","DPD 1, 27ML  ETS",24]
["2765258","DPD 1, 55ML  ETS",24]
["2765623","PHENOL RED IND, ETS P&S, PKD",60]
["2765624","INDICATOR PH, 29ML  ETS",60]
["2765652","INDICATOR PH, 59ML  ETS",60]
["2765823","HYDROCHLORIC ACID, 0.0454 N, PKG",24]
["2765824","ACID DEMAND, 29ML  ETS",24]
["2765852","ACID DEMAND, 59ML  ETS",24]
["2765923","SULFURIC ACID, 0.125 N 25ML SCDB",24]
["2765924","TOTAL ALK 2 TITRANT, 29ML  ETS",24]
["2765952","TOTAL ALK 2 TITRANT, 59ML  ETS",24]
["2766123","BROMCR GREEN M RED, ETS P&S, PKG",48]
["2766124","TOTAL ALK 1 INDICATOR, 29ML  ETS",48]
["2766152","TOTAL ALK 1 INDICATOR, 59ML  ETS",48]
["2766223","HARDNESS IND, ETS POOL \\SPA, PKG",24]
["2766224","HARDNESS 2 INDICATOR, 29ML  ETS",24]
["2766252","HARDNESS 2 INDICATOR, 59ML  ETS",24]
["2766424","CYANURIC ACID RGT, 24ML SCDB",24]
["2766452","CYANURIC ACID RGT, 59ML SCDB",24]
["2767245","!!TNT KIT, TOTAL PHOSPHATE HR",48]
["2767345","TNT KIT, REACTIVE PHOSHATE HR",48]
["2768549","BUFFER SOLN 0.3,1,2,5MG/L HDNS 500ML",24]
["2768649","BUFFER SOLN, 10MG/L HARDNESS",30]
["2768749","BUFFER SOLN, 20MG/L HARDNESS",36]
["2768849","BUFFER SOLN, 50MG/L HARDNESS",36]
["2768949","BUFFER SOLN, 100MG/L HARDNESS",36]
["2769049","INDICATOR SOLN, 1MG/L HARDNESS",6]
["2769149","INDICATOR SOLN, 2MG/L HARDNESS",6]
["2769249","IND SOLN, 5-100 MG/L HARDNESS",60]
["2770020","SINGLETS, PH 4.01  PK/20",48]
["2770051","SINGLET, PH 4.01",48]
["2770120","SINGLETS, PH 7.0  PK/20",24]
["2770151","SINGLET, PH 7.0",24]
["2770220","SINGLETS, PH10.01  PK/20",24]
["2770251","SINGLET, PH 10.01",24]
["2770320","SINGLETS, ELECTRODE RINSE  PK/20",60]
["2770351","SINGLET, ELECTRODE RINSE",60]
["2770520","SINGLETS, 1000US/CM TDS PK/20",60]
["2770551","SINGLET, 1000US/CM TDS",60]
["2770620","SINGLETS, 1990US/CM TDS PK/20",60]
["2770651","SINGLET, 1990US/CM TDS",60]
["2770720","SINGLETS, 18000US/CM PK/20",60]
["2770751","SINGLET, 18000US/CM TDS",60]
["2770820","SINGLETS, 53MS/CM TDS PK/20",60]
["2770851","SINGLET, 53MS/CM CONDUCTIVITY",60]
["2773249","EP-4 PP NALCO S0320 10ML PK/100",41]
["27749","ALKALINE IODIDE-AZIDE RGT  500ML",48]
["2775547","TEST YES, POS TEST CHEM PK/10",24]
["2776353","RGT 1, AMMONIA/MONOCHLORAMINE 1L",12]
["2776453","RGT 2, AMMONIA/MONOCHLORAMINE 1L",24]
["2776553","RGT 3, AMMONIA/MONOCHLORAMINE 1L",6]
["2776653","STD 1, AMMONIA/MONOCHLORAMINE 1L",60]
["2776731","APA AMMONIA STD 2, 237 mL",12]
["2776753","STD 2, AMMONIA/MONOCHLORAMINE 1L",24]
["27801","UNIVER 2 POWDER  454G",60]
["2785521","INDICATOR REAGENT, HARDNESS 1.3G",60]
["2788253","STABLCAL, CERT STD 300 MNTU 1L",12]
["2788353","STABLCAL CERT STD 500 MNTU 1L",12]
["2788453","STABLCAL CERT STD 800 MNTU 1L",24]
["2789510","TOC INDICATOR AMPULES LR PK/10",18]
["2789610","TOC INDICATOR AMPULES MR/HR PK/10",18]
["2790166","TOC PERSULFATE PP, PK/50",60]
["2791505","TOC STD AMP, 1000MG/L C, 20ML PK/5",12]
["2793053","%%RGT 2 BUFFER, APA HR HARDNESS 1L",24]
["2793135","%%RGT 2 IND PWD, APA HR HDNS 0.5GM",60]
["2793253","STD 1, APA HR HARDNESS 0MG/L 1L",60]
["2793353","STD 2, APA HR HDNS 1000MG/L 1L",24]
["2793453","WASH SOLN, APA HR HARDNESS 1L",60]
["2793553","RGT 1, APA HR HARDNESS 1L",24]
["2793753","RGT 3, APA HR HARDNESS 1L",24]
["2793828","SOFCHEK HARDNESS TST STRIP pk/1000",36]
["2793844","TEST STRIPS, SOFCHEK HDNS pk/250",36]
["2793944","TST STRIPS, AC F/T CL1 pk/250",24]
["2794649","HARDNESS IND SOLN, 0.3MG/L, SP-510",6]
["2797111","FLUORIDE STD, 5.0MG/L 473ML",60]
["2797149","FLUORIDE STD SOLN, 5.0MG/L 500ML",60]
["2797349","POLYMER RGT, 500ML NALCO S0811.74",6]
["2797799","ARSENIC RGT #2 PP, PK/100",36]
["2797899","ARSENIC RGT #1 PP, PK/100",36]
["2797999","ARSENIC RGT #3 PP, PK/100",36]
["2798199","ARSENIC RGT #5 PP, PK/100",36]
["2798350","M-GYM AMP PALL 68107 PLAS PK/50",12]
["2798450","KF STREP AMP PALL 68108 PLAS PK/50",12]
["2798550","PSEUDOMONADS, PALL 4306 PLAS PK/50",12]
["2798650","ORG SERUM PALL 68109 PLAS PK/50",12]
["2798750","TSB-USP AMP PALL 4307 PLAS PK/50",12]
["2798950","MICROSURE AMP GELMAN 4386 PLAS PK/50",12]
["2799050","HPC BROTH AMP PALL 4352 PLAS PK/50",12]
["2800150","TEST STRIPS, DUAL RG EZ ARSENIC 100",60]
["28005","MANVER 2 HARDNESS IND,  2.27KG",60]
["28014","MANVER 2 HARDNESS IND PWD, 113G",60]
["28022","COLUMN, ORGANIC ACID QS-OA2 PKGD",24]
["2802246","MONOCHLORAMINE F RGT PP, PK/50",12]
["2802299","MONOCHLOR F REAGENT PK/100",12]
["28023","CARTRIDGE HOLDR for 28024",24]
["28033","COLUMN, CATION PROFILING",24]
["28038","COLUMN, TRACE CATION QS-C2 PKGD",24]
["28039","COLUMN, TRACE CAT GUARD QS-C2G PKGD",24]
["2805145","RGT SET, HR MONOCHLORAMINE TNT",12]
["2805215","M-COLIBLUE24 AGAR PLATE, PK/15",12]
["2805342","STABLCAL CERT STD 0.060NTU  100ML",12]
["2805353","STABLCAL CERT STD 0.060NTU  1L",12]
["28070","COLUMN, ORGANIC QS-OA1 PKGD",24]
["28071","CARTRIDGE, GUARD ORG ACID QS-OA1G",24]
["28075","COLUMN, ANALYTICAL QS-A2 TESTED",12]
["28076","COLUMN, GUARD - 300B",24]
["28084","COLUMN, ANION QS-A1  150 X 5.5MM",24]
["28095","CARTRIDGE,RAPID SUPPRESSOR 4.6 X 1cm",12]
["28096","CRTG, RAPID SUPPRESS 4.6X1cm w/HOLDR",12]
["28097","SUPPRESSOR CARTRIDGE, QE-A1 W/HOLDER",12]
["28098","SUPPRESSOR CARTRIDGE, QE-A1 W/O HLDR",12]
["28101H","CALVER 2 CALCIUM INDICATOR, 454G",60]
["28111H","CALVER 2, CALCIUM IND PWD 11.3KG",60]
["2811415","M-HPC AGAR PLATES PK/15",12]
["28114H","CALVER 2 CALCIUM INDICATOR, 113G",60]
["2811501","M-FC AGAR PLATES, BULK",12]
["2811515","M-FC AGAR PLATES PK/15",12]
["2811615","M-ENDO AGAR PLATES PK/15",12]
["2811701","M-EI AGAR PLATES, BULK",5]
["2811715","M-EI AGAR PLATES, PK/15",5]
["2811801","M-TEC, MODIFIED AGAR PLATE  BULK",12]
["2811815","M-TEC, MODIFIED AGAR PLATES, PK/15",12]
["2811915","ROSE BENGAL AGAR PLATES PK/15",12]
["2812115","NUTRIENT AGAR W/MUG PLATES PK/15",12]
["2812250","PSEUDO BROTH AMP, PLAS  PK/50",12]
["2812350","R2A AMP, PLASTIC  PK/50",12]
["2812450","HPC BROTH AMP, PLAS PK/50",12]
["2812650","TRYPTIC SOY BROTH AMP, PLASTIC PK/50",12]
["2812750","KF STREP PLASTIC AMPULES, PK/50",12]
["2812811","RGT 1, TISAB SOLN  473ML",12]
["28131","COLUMN, RAPID IC QS-A4 PKGD",12]
["28135","GUARD CARTRIDGE - QSA5G",24]
["28136","GUARD CARTRIDGE HOLDER",24]
["28139","COLUMN, RAPID SULFATE QS-A4 SC PKGD",24]
["2813935","INDOXYL-BETA-D-GLUCOSIDE 2G",12]
["28140","COLUMN, TRACE ANION-AN300",24]
["2814215","R2A AGAR PLATES  PK/15",12]
["28143","COLUMN, GUARD  4.6 X 50mm",24]
["2815945","MR TOC RGT SET",24]
["2819627","SULFITE RGT F/TOTAL N PWD PLWS",48]
["2819628","SULFITE RGT F/TOTAL N PP PK/1000",48]
["2819727","PERSULFATE RGT F/TOTAL N PWD PLWS",60]
["2819728","PERSULFATE RGT F/TOTAL N PP PK/1000",60]
["2819827","PERSULFATE RGT F/TOTAL P PWD PLWS",60]
["2819828","PERSULFATE RGT F/TOTAL P PP PK/1000",60]
["2819927","ASCORBIC ACID F/TOTAL P PWD PLWS",60]
["2819928","ASCORBIC ACID RGT TOTAL P PP PK/1000",60]
["28200H","POTASSIUM HYDROXIDE STD, 8.00N",60]
["2820199","%% EZ ARSENIC RGT #1 PP, PK/100",60]
["2820299","%% EZ ARSENIC RGT #2 PP, PK/100",60]
["2822137","SODIUM LAURYL SULF, 0.01N 119ML TWAX",24]
["2822237","SODIUM LAURYL SULF, 0.05N 119ML TWAX",24]
["2822337","HYAMINE SOLN, 0.001N 119ML TURTLEWAX",24]
["2822437","HYAMINE SOLN, 0.010N 119ML TURTLEWAX",24]
["28224H","HARDNESS 1 REAGENT, 29ML  ETS",60]
["2822999","%% EZ ARSENIC RGT #1 PP PK/100 ROW",60]
["2823099","%% EZ ARSENIC RGT #2 PP PK/100 ROW",60]
["2823123","%% LEAD ACETATE 10% 29ML SCDB ROW",60]
["28232H","POTASSIUM HYDROXIDE 8N 100ML MDB",60]
["2824349","AMMONIA ISA SOLN 500ML",36]
["28249","POTASSIUM HYDROXIDE, 8N   500ML",60]
["2825131","AMTAX STD SOLN 5MG/L 237ML",60]
["2825253","PHOSPHAX RGT SOLN 1L",36]
["2825254","REAGENT F/PHOSPHAX ANALYZER, 2000ML",36]
["2825352","CLEANING SOL'N F/PHOSPHAX, 1000ML",24]
["2825353","PHOSPHAX CLEANING SOLN 1L",24]
["2825431","AMTAX EXPULSION SOLN 237ML",24]
["2825553","AMTAX INDICATOR 0.5-12MG/L 1L",24]
["2825653","AMTAX INDICATOR 5-120MG/L 1L",24]
["2825753","AMTAX INDICATOR 50-1200MG/L 1L",24]
["2825831","AMTAX STD SOLN 50MG/L 237ML",60]
["2825854","50 MG/L NH4-N STD SOL'N, 2000ML",60]
["2825931","AMTAX STD SOLN 500MG/L 237ML",60]
["2825954","500 MG/L NH4-N STD SOL'N, 2000ML",60]
["2826153","APA RGT 1 ALK ACID 0.080N 1L",12]
["2826253","APA STD 2 ALKALINITY 500MG/L 1L",12]
["28275","COLUMN, ANALYTICAL QS-A2",24]
["28277","POTASSIUM HYDROXIDE 8N B=L2093 100ML",60]
["2828031","CHLORIDE COLOR RGT, 237ML LACHAT",12]
["28283","COLUMN, ANION QS-A7 SC 5UM 250X4MM",24]
["28284","COLUMN, ANION QS-A7 SC 5UM TESTED",12]
["28285","COLUMN, ANION GUARD QS-A7G SC  5UM",24]
["28287L","COLUMN, ANION QS-A7 SC 9UM",24]
["28288","COLUMN, ANION QS-A7 SC 9UM TESTED",12]
["2829017","FLUORIDE ISA SOLN, 3.78L",48]
["2830053","LEAD CARBONATE SOLN, 1L LACHAT",12]
["2830153","ZINC ACETATE SOLN, 1L LACHAT",12]
["2830549","AMMONIUM CHLORIDE BUFFR 500ML LACHAT",24]
["2830631","NITRATE COLOR RGT, 237ML LACHAT",1]
["2831409","BART TESTER, APB  PK/9",24]
["2833049","DW INORGANICS QC STD, 500ML",24]
["28331","COLUMN, RAPID IC QS-A4",24]
["2833149","WW INFLUENT INORG/MIX PARA STD 500ML",12]
["28332","CARTRIDGE HOLDER, TRANS METALS GUARD",24]
["2833249","WW EFFLUENT INORG/MIX PARA STD 500ML",12]
["28333","CARTRIDGE, GUARD TRANS METALS QS-M1G",24]
["2833349","HR HARDNESS QC STD, 500ML",24]
["2833449","LR HARDNESS QC STD, 500ML",24]
["28335","COLUMN, TRANS METALS QS-M1 PKGD",24]
["2833510","OXYGEN DEM MIXED QC STD 10ML PK/16",24]
["2833649","METALS DW/HR QC STD, 500ML",12]
["2833749","METALS DW/LR QC STD, 500ML",12]
["28341","COLUMN, ANION ANALYTICAL",24]
["28342","CARTRIDGE HOLDER, ANION GUARD TESTED",24]
["2834253","SODIUM STD, 100MG/L NACL AS NA, 1L",36]
["28343","CARTRIDGE, ANION GUARD QS-A9G 10X4MM",24]
["2834325","COD DIGEST VIAL, COD2 UHR PK/25",60]
["2835153","SODIUM STD, 10MG/L NACL AS NA, 1L",24]
["2835801","CHLORINE STD, 100-130MG/L 20ML AMP",18]
["2836646","CULLIGAN ARSENIC RGT PP #1, PK/50",60]
["2836746","CULLIGAN ARSENIC RGT PP #2, PK/50",60]
["2836846","CULLIGAN IRON TEST RGT PP, PK/50",48]
["2836912","CULLIGAN SOAP SOLN(25ML SMPL)50ML DB",36]
["2837027","PERSULFATE RGT F/TOTAL N PP",60]
["2837050","PERSULFATE RGT FOR TOTAL N, SCREENED",60]
["2842601","ALKALINITY STD 500PPM 10ML AMPULE",12]
["2842753","ALKALINITY ZERO STANDARD",60]
["2843542","ARSENITE STD SOLN, 0.1000N 100ML",24]
["2847126","DPD #1 RGT 59ML SCDB AQUATREND",36]
["2847152","DPD #1 RGT 27ML SCDB AQUATREND",36]
["2847226","DPD #2 RGT 59ML SCDB AQUATREND",12]
["2847252","DPD #2 RGT 27ML SCDB AQUATREND",12]
["2847326","DPD #3 RGT 59ML SCDB AQUATREND",36]
["2847352","DPD #3 RGT 27ML SCDB AQUATREND",36]
["2847452","PH IND (PHENOL RED) 27ML 2-WAY/ADV",36]
["2847526","ACID DEMAND RGT 59ML SERVICE AQUATRD",36]
["2847552","ACID DEM RGT 27ML SCDB AQTRD SERVICE",36]
["2847626","BASE DEMAND RGT 59ML SCDB AQUATREND",36]
["2847652","BASE DEMAND RGT 27ML SCDB AQUATREND",36]
["2847726","TA #1 RGT 59ML SCDB AQUATREND",36]
["2847749","TA #1 RGT 16 OZ AQUATREND",36]
["2847752","THIOSULFATE SOLN 0.10N 27ML SCDB AQT",36]
["2847826","TA #2 RGT 59ML SCDB AQUATREND",36]
["2847849","TA #2 RGT 16 OZ AQUATREND",36]
["2847852","TOTAL ALK IND 27ML SCDB AQUATREND",36]
["2847926","TA #3 RGT 59ML SCDB AQUATREND",36]
["2847949","TA #3 RGT 16 OZ AQUATREND",36]
["2847952","SULFURIC ACID 0.12N 27ML SCDB AQTRND",36]
["2848026","CH #1 RGT 59ML SCDB AQUATREND",36]
["2848049","CH #1 RGT 16 OZ AQUATREND",36]
["2848052","CH#1 CALCIUM BFR 27ML SCDB AQUATREND",36]
["2848126","CH #2 RGT 59ML SCDB AQUATREND",36]
["2848149","CH #2 RGT 16 OZ AQUATREND",36]
["2848152","CH#2 CALCIUM IND SOLN 27ML SCDB AT",36]
["2848226","CH #3 RGT 59ML SCDB AQUATREND",36]
["2848249","CH #3 RGT 16 OZ AQUATREND",36]
["2848252","CH#3 HARDNESS RGT 27ML SCDB AQUATRND",36]
["2848326","CYANURIC ACID 59ML SCDB AQUATREND",36]
["2848349","CYANURIC ACID RGT 16 OZ AQUATREND",36]
["2848352","CYANURIC ACID 27ML SCDB AQUATREND",36]
["2848353","CYANURIC ACID RGT 32 OZ AQUATREND",36]
["2848356","CYANURIC ACID RGT, 1GAL REFILL PK/4",36]
["2848552","ACID DEMAND RGT 27ML SCDB AQTRD SML",36]
["28500H","++ MERCURIC NITRATE STD, 0.0141N",24]
["2850426","PH IND (PHENOL RED) 59ML SERVICE AT",36]
["2850449","PH INDICATOR 16 OZ SERVICE AQUATREND",36]
["2850452","PH IND (PHENOL RED) 27ML AQTRD SERV",36]
["2850453","PH INDICATOR 32 OZ SERVICE AQUATREND",36]
["2850799","PHOSPHATE BUFFER PP PK/100 (AUTOCAT)",60]
["28529","MERCURIC NITRATE, 0.0141N  200ML",24]
["2853177","BUFFER PH=7, 500ML",36]
["2853277","SILVER NITRATE 1ML=1MG CL, 1000ML",12]
["2853377","BUFFER PH=4, 500ML",48]
["2853477","PH BUFFER, 9.0, 500ML",24]
["2853577","HYDROCHLORIC ACID 10%, 1000ML",48]
["2853677","HARDNESS INDICATOR POWDER, 250G",36]
["2853777","POLYMER BUFFER II, 1000ML",12]
["2853877","CALCIUM HARDNESS INDICATOR, 250G",24]
["2853977","OXIDIZING REAGENT, 1000ML",24]
["2854077","META RGT II, 200ML BETZ L1736.0250",12]
["2854177","POTASSIUM CHLORIDE 3M, 500ML",24]
["28542","++ MERCURIC NITRATE, 0.0141N  100ML",24]
["2854277","PHENOLPHTHALEIN INDICATOR, 1000ML",24]
["2854377","BROMOPHENOL BLUE INDICATOR, 100ML",12]
["2854477","UNIVERSAL HARDNESS BUFFER, 1000ML",6]
["2854577","META BUFFER I, 200ML BETZ L1735.0250",12]
["2854677","PH BUFFER 11.0, 500ML",18]
["2855077","SULF ACID 10N, 1000ML B/ L2033.1000",60]
["2855177","FREE CHLORINE ARSENITE RGT,1000ML",60]
["2855277","CONDUCTIVITY STD 1413uS (25C) 500ML",60]
["28553","++ MERCURIC NITRATE, 0.0141N 1000ML",24]
["2856452","OTO RGT 27ML SCDB AQUATREND",36]
["2856977","POTASSIUM CHROMATE 100ML B/L213.0100",48]
["2857077","BARIUM CL 10%, 1000ML BETZ L249.1000",60]
["2857177","POT CHROMATE, 1000ML BETZ L213.1000",48]
["2857277","METHYL ORANGE, 1000ML BETZ L211.1000",60]
["28577","MERCURIC NITRATE BETZ L1335  1000ML",24]
["2858077","SULFAMIC ACID, 250G BETZ, L254.0250",60]
["2858177","BROMTHYML BLUE,1000ML BETZ L417.1000",36]
["2859049","STABLCAL STD, 3000 NTU 500ML",24]
["2859226","BLEACH SOLUTION, 5-6%",48]
["2860077","AMM THIOCYANATE, 1000ML B/ L244.1000",12]
["2860177","SULFITE IND PWD, 250G BETZ L219.0250",36]
["2860277","SULFURIC ACID, 50% 1L BETZ L231.1000",48]
["2860377","SODIUM THIOSULF, N/10 1L B/L235.1000",18]
["2860477","MOLYBDATE RGT, 1L BETZ L236.1000",36]
["2860577","POTASSIUM IODIDE-IODATE, 1L B/L237",6]
["2860677","STANNOUS RGT, 250G  BETZ L239.0250",36]
["2860777","AMM MO HR SILICA 1000ML B/ L251.1000",24]
["2860877","PO4 STD 45PPM 1000ML BETZ L264.1000",24]
["2860977","HDNS BFR PWD, 250G BETZ L291.0250",12]
["2861077","BROM G-METHYL R 100ML BETZ L294.0100",12]
["2861177","SULF ACID 5%, 1000ML BETZ L256.1000",36]
["2861277","OXALIC ACID 10% 1000ML B/ L295.1000",60]
["2861377","METHYL PURPLE IND, 500ML L297.0500",24]
["2861477","SOD HYDROX 7N 1000ML BETZ L304.1000",36]
["2861577","AMM MO SOLN LR SILICA BETZ L326.1000",12]
["2861677","COND STD 2875UMHOS 1L BETZ L347.1000",60]
["2861777","BROMOCRESOL GRN,100ML BETZ L414.0100",36]
["2861877","CHLORPHENOL RED,100ML BETZ L416.0100",36]
["2861977","BROMTHYMOL BLUE,100ML BETZ L417.0100",36]
["2862077","M-CRESOL PURPLE,100ML BETZ L420.0100",36]
["2862177","DBPNA BUFFER ,500ML BETZ L573.0500",36]
["2862277","DBNPA RGT SOLN 100ML BETZ L574.0100",6]
["2862377","DBNPA STARCH IND 500ML B/ L575.0500",6]
["2862477","EDTA TITRAT SOLN, 1000ML B/L640.1000",12]
["2862577","EDTA STD SOLN 1000ML BETZ L641.1000",48]
["2862677","CHELANT IND #3 1000ML BETZ L645.1000",36]
["2862777","CHELANT LIQ BFR 1000ML BZ L646.1000",36]
["2862877","SODIUM FLUORIDE 3% 1000ML L673.1000",60]
["2862977","MICROHARDNESS TRNT, 1000ML L834.1000",24]
["2863077","HCL SOLN 2N, 1000ML BETZ L873.1000",60]
["2863177","NAOH SOLN 14N, 1000ML BETZ L990.1000",60]
["2863277","POLYMER RGT II 1000ML BZ L1253.1000",36]
["2863377","RECKON CYCLE RGT 1000ML B/L1266.1000",12]
["2863477","SOD ACETATE RGT 1000ML B/L1284.1000",12]
["2863577","BROMOCRESOL PURPLE 100G B/L1325.0100",36]
["2863677","PH BUFFER LIS 4.10 500ML L1597.0500",6]
["2863777","PH BUFFER LIS 6.97 500ML L1598.0500",6]
["2863877","IONIC STRENGTH ADJ 1000ML L1599.1000",60]
["2864077","INDICATOR C, 100ML BETZ L1632.0100",6]
["2864177","ETHOX IND, 1000ML BETZ L1664.1000",12]
["2864277","ETHOX TITRATING RGT 500ML L1665.0500",12]
["2864377","ZINC ACETATE 0.05N 1000ML L1716.1000",6]
["2871505","LITHIUM HYDROXIDE SOCK PK/5",60]
["2871777","SOD CARBONAT N/50 1000ML B/L200.1000",12]
["2871877","SULF ACID N/10 1000ML BETZ L201.1000",18]
["2871977","SOD HYD 0.10N 1000ML BETZ L206.1000",60]
["2872077","SOD CARBONAT N/22 1000ML B/L232.1000",12]
["2872177","POTASSIUM IODIDE 250G BETZ L234.0250",48]
["2872277","STANNOUS CHLORIDE 10G BETZ L240.0010",60]
["2872377","HYDROCHL ACID 50% 1000ML B/L247.1000",60]
["2872477","SULF ACID 15% 1000ML BETZ L338.1000",60]
["2872832","DEVELOPER C-5SOLN UNITED COLOR 100ML",60]
["2872949","PURIFIED DPD IN 1N SULF ACID 500ML",3]
["2876032","SODIUM HYDROXIDE, 10.0N, 100ML",36]
["2876453","APA ACIDIC SURFACTANT WASH, 1L",36]
["2877246","PHOSPHATE RGT PK/50 BAG AQUATREND",41]
["2877247","PHOSPHATE RGT PK/10 BAG AQUATREND",41]
["2877336","FREE AMMONIA RGT SOLN, 4ML SCDB",12]
["2877553","STABLCAL TURBIDITY STD 5000 MNT, 1L",24]
["2880435","BIOGUARD RAPID CL DEM RGT, 100 TESTS",12]
["2882053","PH 7.0 BUFFER - LOW TEMP, 1L",24]
["2882153","%% 45% Ethyl Alcohol Bridge Fill",24]
["2882346","HARDNESS TREATMENT RGT PP, PK/50",36]
["2885177","1,2-DICHLOROETHANE 1000ML L1666.1000",36]
["2886426","CH#1 CALCIUM BUFFER 59ML AQUATREND",54]
["2886449","CH#1 RGT 16OZ AQUATREND",54]
["2886452","CH#1 CALCIUM BFR 27ML SCDB AQUATREND",54]
["2886526","CH#2 RGT 59ML SCDB AQUATREND",60]
["2886549","CH #2 RGT 16OZ AQUATREND",60]
["2886552","CH #2 RGT 27ML SCDB AQUATREND",60]
["2890149","HEXANE, ACS 500ML NALCO 460-S5298.74",48]
["2890425","COD PLUS ULR, PK/25",24]
["2890502","REAGENT SET F/MO 42 ANALYZER",12]
["2890525","COD PLUS LR, PK/25",60]
["2890625","COD PLUS HR, PK/25",60]
["2890725","COD PLUS UHR, PK/25",60]
["2891553","AMMONIUM HYDROXIDE SLN 1L, 5%",60]
["2891653","HYDROCHLORIC ACID SLN 1L, 5%",60]
["2892226","MPS DEOX 2OZ SCBD RGT",24]
["2892326","TOTAL CHLORINE 2OZ SCBD RGT",48]
["2892426","FAS DPD TITRANT LIQUID 2OZ SCBD RGT",6]
["2892923","GLYCINE RGT 10% SLN 29ML NALCO S0310",12]
["2893099","DICHLOR DOSING REAGENT PP 100CT",24]
["2893401","%% SPEC COLOR STD #1, DPD-HR",16]
["2893402","%% SPEC COLOR STD #2, DPD-HR",16]
["2893403","%% SPEC COLOR STD #3, DPD-HR",16]
["2894154","1 MG/L NH4-N STD SOL'N, 2000ML",60]
["2894246","CLEANING SOL'N F/AMTAX ALNZR, 250ML",60]
["2894354","10 MG/L NH4-N STD SOL'N, 2000ML",60]
["2894452","REAGENT F/AMTAX ANALYZER, 2500 ML",60]
["2894536","ELECTROLYTE F/AMTAX ANALYZER, 11ML",48]
["2896642","PRIMARY OPALESCENT SUSP 4000 NTU",24]
["2896701","STABLCAL REF SUSP I AMP 3 NTU",24]
["2896742","STABLCAL REF SUSP I 3 NTU 100ML",24]
["2896801","STABLCAL REF SUSP II AMP 6 NTU",24]
["2896842","STABLCAL REF SUSP II 6 NTU 100ML",24]
["2896901","STABLCAL REF SUSP III AMP 18 NTU",24]
["2896942","STABLCAL REF SUSP III 18NTU 100ML",24]
["2897001","STABLCAL REF SUSP IV AMP 30 NTU",24]
["2897042","STABLCAL REF SUSP IV 30 NTU 100ML",24]
["28993","2,2',2''-TRIPYRIDINE",36]
["2899642","CL-7000 FREE CL ELECTROLYTE, 100ML",12]
["2899742","CL-7000 TOTAL CL ELECTROLYTE, 100ML",12]
["2899842","CL-7000 MONO ELECTROLYTE, 100ML",12]
["29149","FLUORIDE STD SOLN, 1.0MG/L 500ML",60]
["2915077","CT-1 BUFFER RGT, 1L, GE L1597.1000",6]
["29153","FLUORIDE STD SOLN,1.0MG/L 1000ML",60]
["2915325","CIO2/CHLORITE AV AMPULES, PK/25",12]
["2918553","25PPM TOTAL ALKALINITY STD 1L",6]
["2920623","ALKALINITY REAGENT 25 ML ASI",12]
["2924826","DPD #2 59 ML BOTTLED REAGENT",12]
["2924852","DPD #2 27 ML BOTTLED REAGENT",12]
["2926844","PHOSPHATE RGT PK/20 BAG AQUATREND",41]
["29434","SODIUM HYDROSULFITE, TECH  500G",24]
["30001","ROVER, RUST REMOVER  454G",24]
["30012","ROVER, RUST REMOVER  454G  PK/12",24]
["30025","ROVER, RUST REMOVER  114KG DRUM",24]
["30040","ROVER, RUST REMOVER  18KG PAIL",24]
["30077","ROVER RUST REMOVER BETZ L2058 28.3G",24]
["30083","ROVER, RUST REMOVER  MAYCOR 454G",24]
["30314","FERROVER POWDER, 113G",48]
["30353","FERROVER IRON RGT PWD, 1KG",48]
["30601","MANGANESE SULFATE, 1-HYDT  454G",60]
["30690","MANGANESE SULFATE, 1-HYDT",120]
["30749","NITROGEN, NITRATE 10MG/L   500ML",54]
["30756","NITROGEN STD SOLN, 10MG/L  1GAL",54]
["31101","RESIN, DEMINERALIZER  DRIED 380G",36]
["31101H","RESIN, DEMINERALIZER  DRIED 380G",36]
["31103","RESIN, DEMINERALIZER  DRIED",36]
["31114","RESIN, DEMINERALIZER  DRIED  95G",36]
["31114H","RESIN, DEMINERALIZER  DRIED  95G",36]
["31200H","POTASSIUM BIIODATE .025N",6]
["31249","POTASSIUM BIIODATE, 0.025N 500ML",6]
["31249H","POTASSIUM BIIODATE, 0.025N 500ML",6]
["31324","POTASSIUM BIIODATE  PRI STD  25G",60]
["31326","POTASSIUM BI-IODATE, 100G",60]
["31534","POTASSIUM ACID PHTHALATE,  500G",60]
["31653","SILVER NITRATE STD .0141N 1000ML",6]
["32101","SODIUM PHOSPHATE DIBASIC, 454G",60]
["32215","BRILLIANT GREEN TUBES  PK/15",12]
["32332","SODIUM THIOSULFATE SOLN, 0.1N",18]
["32353","SODIUM THIOSULFATE SOLN, 1000ML",18]
["33414","SILVER SULFATE          113G",60]
["34332","POTASSIUM IODIDE SOLN, 100ML MDB",60]
["34349","POTASSIUM IODIDE SLN,30G/L 500ML",60]
["34900H","STARCH INDICATOR SOLN",60]
["34932","STARCH INDICATOR SOLN, 100ML MDB",60]
["34953","STARCH INDICATOR SOLN, 1000ML",60]
["34977","STARCH IND SOLN  BETZ L2089  100ML",60]
["35100H","SODIUM THIOSULFATE SOLN 1N",60]
["35126","SODIUM THIOSULFATE  50ML SCDB",60]
["35153","SODIUM THIOSULFATE SOLN, 1000ML",60]
["35253","SODIUM THIOSULFATE, .025N 1000ML",6]
["35732","COPPER SULFATE-SULFAMIC ACID IN-",60]
["35749","COPPER SULFATE-SULFAMIC ACID",60]
["35900H","FLUORIDE STD SOLN 10MG/L",60]
["35949","FLUORIDE STD SOLN, 10MG/L  500ML",60]
["36024","METHYL RED HYDROCHLORIDE ACS 25G",60]
["36122","BROMCRESOL PURPLE             5G",60]
["36232","ALIZARIN YELLOW R IND, 100ML MDB",24]
["39500H","SOAP SOLUTION, FOR 50ML SAMPLE",60]
["39512","SOAP SOLUTION(50ML SMPL) 50ML DB",60]
["39532","SOAP SOLUTION(50ML SMPL) 100ML MDB",60]
["39553","SOAP SOLUTION(50ML SAMPLE) 1000ML",60]
["39732","SILVER NITRATE SOLN,  100ML MDB",24]
["39742","SILVER NITRATE SOLN,    100ML",24]
["39749","SILVER NITRATE SOLN,    500ML",24]
["3A0421","pH 7 Buffer Soln, Yellow 500ml",12]
["3A0422","pH 4 Buffer Solution",12]
["3A0942","pH 10 Buffer Solution",12]
["40117","IODATE IODIDE SOLN     3.78L",24]
["40149","POTASSIUM IODIDE-IODATE,  500ML",24]
["40502","FLUORIDE STD SOLN 0.2 MG/L 500ML",36]
["40505","FLUORIDE STD SOLN 0.5 MG/L 500ML",45]
["40506","FLUORIDE STD SOLN 0.6 MG/L 500ML",48]
["40508","FLUORIDE STD SOLN 0.8 MG/L 500ML",54]
["40512","FLUORIDE STD SOLN 1.2 MG/L 500ML",60]
["40514","FLUORIDE STD SOLN 1.4 MG/L 500ML",60]
["40515","FLUORIDE STD SOLN 1.5 MG/L 500ML",60]
["40516","FLUORIDE STD SOLN 1.6 MG/L 500ML",60]
["40518","FLUORIDE STD SOLN 1.8 MG/L 500ML",60]
["40520","FLUORIDE STD SOLN 2.0 MG/L 500ML",60]
["40653","OXALIC ACID RGT, 75G/L    1000ML",48]
["4162012","AMERSITE RESIDL 1 PP PK/100 A=100290",36]
["4163010","AMERSITE RESIDUAL RGT 2 500ML",48]
["4163192","AMERSITE RESIDUAL RGT 2  100ML",48]
["4199ER","POLY VBTMA HYDROXIDE (FOR TDS)",12]
["42426","BUFFER SOLN, HDNS 1   50ML SCDB",54]
["42432","BUFFER SOLN, HDNS 1   100ML MDB",54]
["42449","BUFFER SOLN, HARDNESS 1   500ML",54]
["42453","BUFFER SOLN, HARDNESS 1   1000ML",54]
["42477","HARDNESS BFR SOLN 1 BETZ L2083 100ML",54]
["42526","HARDNESS 2 TEST SOLN   50ML SCDB",60]
["42532","HARDNESS 2 TEST SOLN   100ML MDB",60]
["42549","HARDNESS 2 TEST SOLN    500ML",60]
["42612","HARDNESS 3 SOLUTION, 50ML DB",60]
["42632","HARDNESS 3 TEST SOLN   100ML MDB",60]
["42649","HARDNESS 3 TEST SOLN     500ML",60]
["42653","HARDNESS 3 TEST SOLN      1000ML",60]
["42853","CALCIUM CHLORIDE SOLN,    1000ML",48]
["42953","FERRIC CHLORIDE SOLN,     1000ML",48]
["43000H","MAGNESIUM SULFATE SOLN",48]
["43030","COLUMN, CATION 4.6 X100mm",24]
["43032","COLUMN, ANION QS-A1 SC  250 X 4.6MM",24]
["43033","CARTRIDGE, ANION GUARD QS-A1G SC",24]
["43034","COLUMN, ANION QS-A6 SC TESTED",12]
["43035","IC GUARD QSA6GSC 4.6 X 50",24]
["43049","MAGNESIUM SULFATE SOLN, 500ML",48]
["43134","COLUMN, ANION QS-A6 SC",24]
["43149","PHOSPHATE BUFFER SOLN, 500ML",48]
["4344024","TOTAL SEQUESTRANT #1 PK/100 A=51035",24]
["4345097","TOTAL SEQUESTRANT RGT #2  500ML",60]
["4345196","TOTAL SEQUESTRANT RGT #2  100ML",60]
["4346012","TITRN CRTG TOTAL SEQUESTR #3 A=51152",6]
["4346103","TOTAL SEQUESTRANT RGT #3 1000ML",18]
["4346723","TOTAL SEQUESTRANT RGT #3 4L",18]
["4439098","LIQUID NEUTRALZG SOLN 500ML A=100177",60]
["4441201","CYANIDE IONIC STR ADJ PWD  454G",60]
["4441269","CYANIDE IONIC STR ADJ PP  PK/100",60]
["4441427","IODIDE IONIC STR ADJ PWD PLW",60]
["4441446","IODIDE IONIC STR ADJ PP  PK/50",60]
["4441469","IODIDE IONIC STR ADJ PP  PK/100",60]
["44417","SPADNS REAGENT SOLN,  3.78L",60]
["44442","SPADNS REAGENT SOLUTION,   100ML",60]
["44449","SPADNS REAGENT SOLN,  500ML",60]
["44453","SPADNS REAGENT SOLN,    1000ML",60]
["4447125","AMMONIA IONIC STR ADJ PWD  50G",36]
["4447169","AMMONIA IONIC STR ADJ PP  PK/100",36]
["4447226","AMMONIA ELECTRODE FILL SOLN 50ML",48]
["4450126","ELECTRODE FILLING SOLN, FLUORIDE",48]
["4451501","SODIUM & POTASSIUM IONIC STRG",48]
["4451569","SODIUM & POTASSIUM IONIC STR",48]
["4451659","SODIUM ELECTRODE STOR SOLN, 50ML",60]
["4452101","AMMONIUM CHLORIDE REF ELECTROLYT",60]
["4453126","ELECTRODE FILLING SOLN POTASSIUM",60]
["4456301","NITRATE IONIC STRG ADJ  454G",48]
["4456327","NITRATE IONIC STRENGTH ADJ PP",48]
["4456369","NITRATE IONIC STRG ADJ PP PK/100",48]
["4456926","ELECTRODE FILLING SOLN, NITRATE",48]
["4457126","ELECTRODE FILLING SOLN, CALCIUM",60]
["4457227","CALCIUM IONIC STRENGTH ADJUSTER",60]
["4457246","CALCIUM IONIC STR ADJ PP PK/50",60]
["4457269","CALCIUM IONIC STR ADJUSTER PWD",60]
["4457649","CALCIUM STD SOLN, 100MG/L  500ML",12]
["44649","STILLVER SOLUTION,    500ML",60]
["45233","BUFFER SOLN, SULFATE TYPE  25ML DB",60]
["45249","BUFFER SOLN, SULFATE TYPE  500ML",60]
["45429","ARSENIC RGT #4, 250G BOTTLE",36]
["46001","SODIUM THIOSULFATE, ACS  454G",60]
["46212","SOAP SOLUTION(25ML SMPL) 50ML DB",36]
["46232","SOAP SOLN, F/25ML SMPL 100ML MDB",36]
["46249","SOAP SOLUTION(25ML SAMPLE) 500ML",36]
["47949","HARDWATER, 20GPG      500ML",12]
["48301","RESIN, DEIONIZER NON-IND   454G",36]
["49453","EDTA STD SOLN, 0.0025N    1000ML",60]
["50087","REDUCTION CUPS, CADMIUM PK/120",24]
["50231","GRANULES, CADMIUM - 10G",60]
["50234","COLUMN, ALUMINUM",12]
["50237A","CADMIUM COLUMN, ACRYLIC",6]
["50242","COLUMN, SULFATE - PACKED",12]
["50243","METHYLTHYMOL BLUE IND, 5G",60]
["50246","COLUMN, BROMIDE - PACKED",12]
["5029317","FLUORIDE ISA SOLN  3.79L",30]
["512083","AC TRU TEST LABELED (25) BOTTLE",24]
["52001","++ CHLORIDE REAGENT, 1L LACHAT",24]
["52002","MOLYBDATE COLOR RGT, 1L LACHAT",12]
["52003","AMMONIA CHLORIDE BUFFER, PH8.5 1L",24]
["52004","SULFANILAMIDE REAGENT, 400ML LACHAT",3]
["52005","SODIUM PHENOLATE RGT, 1L",3]
["52006","SODIUM NITROPRUSSIDE RGT, 1L",6]
["52007","HYPOCHLORITE NH3 RGT, 500ML",3]
["52008","0.8M SODIUM HYDROXIDE, 1L LACHAT",24]
["52009","TARTRATE BUFFER, 1L LACHAT",24]
["52010","SALICYLATE/NITROPRUSSIDE RGT, 500ML",6]
["52011","SODIUM HYPOCHLORITE 0.315% V/V 500ML",6]
["52012","PHOSPHATE BUFFER, 500ML",24]
["52013","PYRIDINE/ BARBITURIC ACID RGT, 500ML",6]
["52014",".25M SODIUM HYDROXIDE STOCK SOLN, 1L",24]
["52015","SOD HYDROXIDE/EDTA RINSE SOLN, 500ML",24]
["52016","MERCURIC SULFATE STOCK SOLN, 100ML",24]
["52017","AMMONIA BUFFER, EDTA/NAOH SOLN 1L",24]
["52018","CHLORAMINE T RGT, 1.0G  LACHAT",12]
["52019","SODIUM DODECYL SULFATE, 0.5G",24]
["52019BP","SODIUM DODECYL SULFATE PP, 0.5G BULK",24]
["52020","ASCORBIC ACID REAGENT, 30G",12]
["52022","SULFANILAMIDE REAGENT 1",12]
["52023","SULFANILAMIDE REAGENT 2",24]
["52024","ALKALINE DONOR RGT, 1L, 8000/8500",12]
["52025","MIXED INDICATOR PWDR .05G, 8000/8500",60]
["52065","PHOSPHATE BUF, INLN CN 8000/8500",24]
["52926","!! CHLORIDE RGT SET, AP300",24]
["57001","CHLORIDE RGT 50mL, AP300",12]
["57002","ASCORBIC ACID RGT, AP300",12]
["57003","AMMONIUM CHLORIDE RGT 100mL, AP300",12]
["57004","SULFANILAMIDE RGT 50mL, AP300",12]
["57005","PHENATE RGT 100ML, AP300",3]
["57006","NITROPRUSSIDE RGT 25ML, AP300",6]
["57007","HYPOCHLORITE RGT 50ML, AP300",3]
["57008","0.13M SULFURIC ACID RGT. AP300 TP",24]
["57009","TKN BUFFER RGT. AP300",12]
["57010","SALICYLATE NITROPRUS. RGT. AP300 TKN",6]
["57011","HYPOCHLORITE RGT. AP300 TKN",3]
["57012","PHOSPHATE BUFFER RGT, AP300 CYANIDE",24]
["57013","PYRIDINE-BARBIT ACID RGT, AP300 CN",6]
["57015","AMMON CHLOR BUF RGT, AP300 LOW LVL",24]
["57016","NED, AP300",24]
["57017","EDTA BUFFER RGT 100ML, AP300",24]
["57018","CHLORAMINE T RGT, AP300 CYANIDE",6]
["57020","MOLYBDATE RGT, AP300",12]
["57021","H2SO4 REAGENT, AP300",60]
["57022","NED, AP300 LOW LEVEL",24]
["57030","PHENOLATE, PRES. AMMON, AP300",3]
["57031","SOD. HYPOCHLOR, PRES AMMON, AP300",3]
["57032","NITROPRUSSIDE, PRES. AMMON., AP300",60]
["57033","EDTA BUFFER, PRES. AMMON., AP300",24]
["57040","AMMONIA BUFFER, NAOH/EDTA PRES.",24]
["57042","MOLYBDATE RGT TP, AP300",1]
["57043","ASCORBIC ACID RGT TP, AP300",60]
["57066","PYRID-BARB ACID, IN LN CN 8000/8500",6]
["57067","CHLOR-T, IN LN CN, 8000/8500",6]
["57068","0.25M NAOH STOCK, IL CN 8000/8500",60]
["57069","PHOSPHORIC ACID RGT, IL CN 8000/8500",12]
["57070","MOLYBDATE RGT, TKP",12]
["57089","NAOH EDTA CLEANING SOLN",24]
["57090","1M HCL ACIDIC CLEANING SOLN",24]
["57092","0.02N HCL",24]
["57099","WASHBATH REAGENT, AP300",24]
["6058102","POTAS. IODIDE IODATE N/80, 1000ML",24]
["6058722","POTAS. IODIDE IODATE N/80, 4L",24]
["6064306","PSUEDOMONAS BROTH AMP, 1000/PK  PALL",12]
["6068105","M-ENDO PLAS AMPULES, PALL PK/1000",12]
["6068106","M-TGE PLAS AMPULES, PALL PK/1000",12]
["6068107","M-G Y&M PLAS AMPULES, PALL PK/1000",12]
["6068110","M-CB24 BROTH AMPULES, 1000/PK PALL",12]
["607726","TRIS-HYDROXYMETHYL-AMINO-ACS",60]
["608424","DPD OXALATE, ANALYTICAL 25G",60]
["608453","DPD OXYLATE, ANAL  BULK",60]
["608493","DPD OXALATE",60]
["608834","MAGNESIUM SULFATE, HEPTA- 500G ACS",60]
["6089016","MOLYBDENUM 1 LR (20ML) PK100 A=66887",39]
["611434","MAGNESIUM CHLORIDE  ACS     500G",60]
["611497","MIOX PURIFIER 1-WAY (50) pk/864",30]
["613826","L-ASCORBIC ACID, 100G",60]
["613855","L-ASCORBIC ACID, 290.0G",60]
["6185001","%%PROBE ASSY, NH4D sc W/SENSOR,LANGE",6]
["6254098","PH 4.0 BUFFER SOLUTION, 500ML",48]
["6255096","PH 7.0 BUFFER SOLN, 500ML A=100504",24]
["6300016","MOLYBDENUM 1 LOW PP PK/100",40]
["6301014","MOLYBDENUM 2 LOW RGT 100ML A=83298",40]
["6301022","MOLYBDENUM 2 LOW RGT, 59 ML MDB",40]
["6392013","ACID RGT (25ML) PP PK/100",60]
["6395017","TOTAL ALKALINITY PP PK/100 A=83831",36]
["6396015","CALCIUM HARDNESS IND PK/100 A=50530",60]
["6397013","CHLORIDE IND PP PK/50X2 A=51398",60]
["6399019","CITRIC ACID (25ML) PP PK/100 A=84192",60]
["6401012","NITRITE (25ML) PP PK/100 A=99679",45]
["6406012","TITRATION CRTG, CHLORIDE LOW",9]
["6407010","TITRATION CRTG, CHLORIDE HIGH",60]
["6417019","TITRATION CRTG, HARDNESS LOW",33]
["6435011","CHROMIUM RGT (25ML) PP PK/100",33]
["6444095","PH 10.0 BUFFER SOLN, 500ML A=67564",12]
["6460018","PHOSPHATE (25ML) PP PK/100 A=99987",41]
["6463012","MOLYBDATE RGT (25ML) PP PK/100",60]
["6464010","TOTAL HARDNESS IND PP PK/100 A=67763",60]
["6468012","DECHLORINATING RGT PP PK/100",60]
["6469010","CDTA MAGNESIUM SALT PP PK/100",60]
["6474019","SULFITE BFR RGT PP PK/100 A=100506",60]
["6477013","TITRATION CRTG, ALKALINITY HI",20]
["6478011","TITRATION CRTG, ALKALINITY LOW",18]
["6479019","TITRN CRTG, SULFITE 0.3998N A=35422",8]
["6480016","TITRATION CRTG HARDNESS HIGH A=67744",30]
["67132","SODIUM HYDROXIDE, .01N 100ML MDB",12]
["67153","SODIUM HYDROXIDE SOLN, 1000ML",3]
["67532","SODIUM CARBONATE SOLN,  100ML",48]
["67549","SODIUM CARBONATE SOLN,  500ML",48]
["68111","M-TGE W/TTC, PALL 2ML PLAS AMP PK/50",12]
["681408","%% HACH AMMONIA FW KIT (25) pk/6",24]
["6923016","DUAL ASSAY SLIDES TAB/Y&M PK/10 ASHM",12]
["6923024","PADDLE TSTR PK/10 BAC/Y/M ASH=100553",12]
["6967014","STD COND SLN 3000UMHOS 500ML A=67260",24]
["6998019","CALCIUM HARDNESS BFR 100ML A=84193",60]
["6999017","TOTAL HARDNESS BFR 100ML A=83299",54]
["6999108","TOTAL HARDNESS BUFFER 1000ML A=51091",54]
["700226","EDTA, ANAL      100G",48]
["700534","EDTA       500G",60]
["700550","EDTA TETRASODIUM SALT DIHYDRATE",60]
["700577","HDNS COMPLEXNG AGENT 250G L1876.0250",60]
["700599","EDTA REAGENT PWD PLWS  PK/100",60]
["700726","CDTA, ACS GRADE          100G",60]
["700994","LITHIUM HYDROXIDE, ANHYD",60]
["701524","FILTER AID           25G",48]
["70301","SULFITE 1 POWDER         454G",60]
["704877","METHYL ALCOHOL, 1000ML BETZ L322",12]
["70532","SULFITE 3 REAGENT      100ML MDB",24]
["70553","SULFITE 3 REAGENT SOLN,   1000ML",24]
["706222","DIAMINOBENZIDINE 4-HYDROCHLORIDE",60]
["706401","AMMONIUM ACETATE         454G",60]
["706834","FERROUS SULFATE  ACS      500G",30]
["707134","LEAD ACETATE  ACS         500G",60]
["708034","POTASSIUM PHOSPHATE, DI ACS 500G",60]
["708826","SODIUM ARSENITE   100G",60]
["709334","SODIUM CITRATE           500G",60]
["709550","SODIUM METABISULFITE, MILLED &",60]
["709599","SODIUM METABISULFITE PP  PK/100",36]
["709734","SODIUM PHOSPHATE,MONO  ACS  500G",60]
["709901","SODIUM SULFATE, ANHYDROUS  454G",60]
["709914","SODIUM SULFATE, ANHYDROUS  113G",60]
["709929","SODIUM SULFATE, ANHYDROUS 250G",60]
["710534","TARTARIC ACID  ACS      500G",60]
["711434","CALCIUM CHLORIDE ANHYDROUS, 500G",60]
["712026","P-DIMETHYLAMINOBENZALDEHYDE 100G",60]
["7121649","STABLCAL 400 NTU, 500 ML",12]
["712924","CYANURIC ACID     25G",60]
["71301","BORIC ACID, ACS  454G",60]
["713026","4-AMINOANTIPYRINE       100G",60]
["72329","CHLORAMINE  T             250G",60]
["7329015","MEKOR SCAVENGER REAGENT PP  PK/50",24]
["73324","DIMETHYLGLYOXIME  ACS      25G",60]
["73404","1,5-DIPHENYLCARBOHYDRAZIDE, PK/4",48]
["73440","1,5-DIPHENYLCARBOHYDRAZIDE, 4G",48]
["73599","ACID REAGENT PP  25ML  PK/100",60]
["73801","GALLIC ACID            454G",60]
["73877","GALLIC ACID 250G BETZ L276.0250",60]
["74053","CDTA STD SOLN, 0.020N  1000ML",30]
["74056","CDTA STD SOLN, 0.0200N  4L",30]
["74226","HYDRAZINE SULFATE   100G",48]
["75634","OXALIC ACID               500G",60]
["75765","PERCHLORIC ACID, 70%  ACS  680G",36]
["75814","PHENOL, ACS  113G",36]
["75969","MOLYBDATE RGT LR PP 25ML  PK/100",60]
["76215","PHOSPHORIC ACID, 85%  ACS  2.5L",60]
["76275","PHOSPHORIC ACID, 85% ACS 2.5L",60]
["76291","PHOSPHORIC ACID, 85%  ACS",60]
["76401","POTASSIUM CHLORIDE, 454G",60]
["76542","POTASSIUM CHLORIDE SOLN,   100ML",60]
["76714","POTASSIUM CYANIDE, 125G",60]
["76905","POTASSIUM PERMANGANATE, 2.27KG",60]
["77125","POTASSIUM SODIUM TARTRATE, 50G",60]
["7713010","MOLYVER 1 PP PK/100",60]
["7714018","MOLYVER 2 PP PK/100 A=83970",60]
["7715016","MOLYVER 3 PP PK/100",60]
["77526","SODIUM AZIDE, 100G",36]
["77601","SODIUM BICARBONATE      454G",60]
["77701","SODIUM BISULFITE, ACS  454G",24]
["7798012","STD CONDUCTIVITY SOLN 1000UMHOS 500",60]
["78001","SODIUM DICHROMATE, 454G",60]
["78101","SODIUM IODIDE AR         454G",60]
["7822191","MOLYBDOVANADATE 100ML MDB A=67150",48]
["78490","SODIUM PYROPHOSPHATE, ACS MILLED",120]
["78514","SODIUM SULFIDE   114G",24]
["7875182","GALLIC ACID SOLUTION  50ML",24]
["78814","STARCH SOLUBLE        113G",60]
["78926","SULFANILIC ACID   ACS    100G",48]
["79114","TANNIC ACID           113G",48]
["79477","ZINC ACETATE 500G BETZ L547.0500",60]
["79501","ZINC 20 MESH ACS, 454G",60]
["79526","ZINC 20 MESH, ACS   100G",60]
["79723","ZIRC OXY TETRAHYDRATE    10G",48]
["80499","AMINO ACID RGT PP 25ML  PK/100",48]
["81042H","CHROMIUM STD SOLN 50MG/L 100ML",24]
["811905","STERICHEK PEROXIDE TEST KIT 5 BTL/KT",12]
["812014","STERICHEK BLOOD LEAK (10) PK/6",36]
["81842","HYDROXY HYDROCH, 100G/L    100ML",60]
["82149","++ MANGANESE RGT SOLN, APHA   500ML",24]
["821971","STERICHEK MULTI PEROXIDE (100) pk/12",12]
["82281050","0.1N SODIUM HYDROXIDE 118ML TRTL WX",60]
["82281080","PHENOLPHTHALEIN 29ML TRTL WX",60]
["82319050","0.1N HYDROCHLORIC ACID 118ML TRTL WX",60]
["82319080","METHYL RED INDICATOR 29ML TRTL WX",60]
["82522","CALMAGITE, 5G",36]
["82550","CALMAGITE, GROUND",36]
["82593","CALMAGITE ANAL",36]
["83024","BASE DEMAND, 29ML  ETS",24]
["83049","SODIUM CARBONATE, 0.0454N  500ML",12]
["83052","BASE DEMAND, 59ML  ETS",24]
["83514","DIPHENYLCARBAZONE IND   113G",24]
["83699","DIPHENYLCARBAZONE RGT PP  PK/100",24]
["84624","S-DIPHENYLCARBAZONE ACS  25G",60]
["84927","UNIVER 1 POWDER PILLOWS",12]
["85027","UNIVER 2 POWDER PILLOWS",60]
["851960","GLUCOTEST POUCH pk/20 DISPENSER (240",36]
["85199","MANVER 2 PWD PLWS  50ML  PK/100",60]
["85299","CALVER 2 PWD PLWS 50ML PK/100",60]
["85428","FERROVER PWD PLWS 25ML  PK/1000",48]
["85499","FERROVER PWD PLWS   25ML  PK/100",48]
["85727","MANGANESE 2 POWDER PILLOWS  1000",36]
["85768","MANGANESE 2 RGT PWD PLWS  PK/25",36]
["87299","PHENOL REAGENT PWD PLWS   PK/100",30]
["87799","STANNAVER POWDER PLWS     PK/100",30]
["87926","POTASSIUM FERRICYANIDE  ACS 100G",48]
["88449","HYDROCHLORIC ACID, 6.0N    500ML",60]
["89149","SULFATE STD SOLN, 100MG/L  500ML",24]
["89527","BUFFER, PH4.50 POWDER PILLOWS",60]
["89568","BUFFER, PH4.50 PP  50ML  PK/25",60]
["89600H","BUFFER POWDER PH4.8",60]
["89627","BUFFER, PH4.80 POWDER PILLOWS",60]
["89727","BUFFER, PH5.10 POWDER PILLOWS",60]
["89827","BUFFER, PH8.30 POWDER PILLOWS",60]
["89868","BUFFER, PH8.30 PP 50ML PK/25",60]
["9071EO","DPD POWDER PILLOWS (100/BAG)  FOR .1",60]
["92101","++ MERCURIC NITRATE 2.256N, CRTG",15]
["92177","++ MERCURICNITRATE 2.256NCRTGB=L2081",15]
["92217","AMMONIUM MOLYBDATE, 3.78L",48]
["92746","FERROVER PWD PLWS  5ML  PK/50",48]
["92799","FERROVER PWD PLWS  5ML   PK/100",48]
["92899","MANVER 2 PWD PILLOWS     PK/100",60]
["93116","SULFURIC ACID SOLN 10.0N   946ML",60]
["93153","SULFURIC ACID STD 10N, 1000ML",60]
["94277","PHENOLPHTHALEIN PP BETZ L2145 PK/100",48]
["94299","PHENOLPHTHALEIN PP  PK/100",48]
["94323","BROMCRESOL GR-METH RED PWD, 15G",24]
["943-611","LiCl solution, saturated 100ml",48]
["943-669","S2202 TEST SOLUTION/TRACELAB",48]
["94377","BROMCRESOL GR-METH RD B=L2144 PK/100",36]
["943-798","S2201 PLATING SOLUTION/TRACELAB",48]
["94399","BROMCRESOL GR-METH RED PP PK/100",36]
["94744","ASI TR101 CALCIUM #2 PP  PK/20",36]
["94799","CALVER 2 POWDER PILLOWS   PK/100",60]
["96299","UNIVER 3 POWDER PILLOWS   PK/100",60]
["96799","DIPHENYLCARBAZONE PP   PK/100",24]
["97517","OXALIC AC F SILICA AN  3.78L",60]
["97549","OXALIC ACID RGT, 150G/L  500ML",60]
["97749","METHYLENE BLUE SOLN, .5G/L 500ML",48]
["97909","SULFURIC ACID CONC, ACS  2.5L",60]
["97949","SULFURIC ACID CONC, ACS  500ML",60]
["97981","SULFURIC ACID CONC, ACS  500ML",60]
["98199","DISSOLVED OXYGEN 1 PP    PK/100",60]
["98299","DISSOLVED OXYGEN 2 PP     PK/100",36]
["98346","BUFFER, CITRATE PWD PLWS  PK/50",60]
["98399","BUFFER, CITRATE PWD PLWS  PK/100",60]
["98446","SODIUM PERIODATE PP  PK/50",60]
["98499","SODIUM PERIODATE PP 25ML  PK/100",60]
["9854507","HYDROGEN PEROXIDE 30%  7 OZ (200ML)",24]
["98727","DISSOLVED OXYGEN 3 PWD PLWS",60]
["98768","DISSOLVED OXYGEN 3        PK/25",60]
["98777","DISSOLVED OXYGEN 3 BETZ L2088 PK/25",60]
["98799","DISSOLVED OXYGEN 3 PWD PW PK/100",60]
["9931008","DPD TL CHLORINE PP 10ML PK/100 ASH",60]
["9931016","DPD FREE CL PP 10ML PK/100 A=143614",60]
["9931032","CHROMAVER 3 PP 10ML PK/100 ASHLAND",33]
["9931040","CUVER 1, COPPER RGT PP PK/100 ASH",30]
["9931065","COPPER MASKING RGT PP PK/100 ASH",60]
["9931073","PORPHYRIN 1 RGT PP 10ML PK/100 ASH",30]
["9931081","PORPHYRIN 2 RGT PP 10ML PK/100 ASH",60]
["9931099","NITRAVER 5PP 10ML PK/100 ASH",40]
["9931107","FERROVER IRON RG PP 10ML PK/100 ASH",48]
["9931115","TPTZ IRON RGT PP 10ML PK/100 ASH",40]
["9931131","MOLYVER 1 RGT PP 10ML PK/100 ASH",60]
["9931149","MOLYVER 2 RGT PP 10ML PK/100 ASH",60]
["9931156","MOLYVER 3 RGT PP 10ML PK/100 ASH",60]
["9931172","NITRIVER 3 RGT PP 10ML PK/100 ASH",48]
["9931180","NITRAVER 6 RGT PP 10ML PK/100 ASH",25]
["9931198","NITRIVER 2 RGT PP 10ML PK/100 ASH",45]
["9931214","POTASSIUM PERSULF PK/100 10ML ASH",60]
["9931230","ACID RGT PP 10ML PK/100 ASH",60]
["9931248","CITRIC ACID RGT PP 10ML PK/100 ASH",60]
["9931255","MOLYBDATE RGT PP 10ML PK/100 ASH",60]
["9931271","CYCLOHEXANONE 100ML MDB 10ML ASH",60]
["9931289","ZINCOVER 5 RGT PP 20ML PK/100 ASH",48]
["9931297","SULFAVER 4 RGT PP 10ML PK/100 ASH",48]
["9931313","AMINO ACID F RGT PP 10ML PK/100 ASH",36]
["9931339","MOLYBDATE 3 RGT SOLN 50ML SCDB ASH",60]
["9931354","MOLYBDENUM 1 LR 20ML PP ASH",39]
["9931362","MOLYBDENUM 2 RGT SOLN, 50ML MDB ASH",40]
["99949","WASH WATER BUFFER SOLN,   500ML",48]
["A17001","MD TUBES, CYANIDE-1 PK/21 ASSEMBLED",24]
["A17003","MD TUBES, SULFIDE-1 PK/21 ASSEMBLED",24]
["A17009","MD TUBES, SULFIDE-2 PK/21 ASSEMBLED",24]
["A17011","MD TUBES, CYANIDE-5 PK/21 ASSEMBLED",24]
["A17021","MD TUBES, CYANIDE-2 PK/21 ASSEMBLED",24]
["A17031","MD TUBES, CYANIDE-3 PK/21 ASSEMBLED",24]
["C20C250","KS910,0.1M KCL SOL 500ML",12]
["C20C280","KS930,0.001M KCL SOL 500ML",12]
["C20C310","KS120,KCL/AGCL SAT SOLUTION 500ML",48]
["C20C320","KS110,KCL SOLUTIOM 3M, 500ML",48]
["C20C370","KS400,CLEANING SOLUTION 250ML",24]
["C20C380","KS410,CLEANING SOLUTION  250ML",18]
["HCT102","UNICELL HCT102 (AMMONIA HR)",12]
["HCT106","UNICELL HCT106 (NITRATE)",24]
["HCT111","UNICELL HCT111 (TOTAL NITROGEN)",12]
["HCT116","%% UNICELL HCT116 (NITRITE) *EU only",12]
["HCT121","UNICELL HCT121 (PHOSPHATE LR)",24]
["HCT122","UNICELL HCT122 (PHOSPHATE HR)",24]
["HCT125","UNICELL HCT125 (SULFATE LR)",36]
["HCT126","UNICELL HCT126 (SULFATE HR)",24]
["HCT129","%% UNICELL HCT129 (CYANIDE) *EU only",24]
["HCT132","UNICELL HCT132 (FLUORIDE)",12]
["HCT150","UNICELL HCT150 (ALUMINUM)",18]
["HCT152","UNICELL HCT152 (LEAD)",12]
["HCT154","UNICELL HCT154 (CADMIUM)",12]
["HCT156","UNICELL HCT156 (CHROMIUM)",12]
["HCT159","UNICELL HCT159 (IRON)",30]
["HCT163","UNICELL HCT163 (COPPER)",24]
["HCT167","UNICELL HCT167 (NICKEL)",24]
["HCT170","%% UNICELL HCT170 (ZINC) *EU only",24]
["S11M001","pH STANDARD/ pH 1.68 IUPAC 500ML",48]
["S11M002","pH STANDARD/ pH 4.005 IUPAC 500ML",48]
["S11M003","pH STANDARD/pH 6.865 IUPAC 500ML",48]
["S11M004","pH STANDARD/pH 7.00 IUPAC 500ML",48]
["S11M005","pH STANDARD/pH 7.413 IUPAC 500ML",48]
["S11M006","pH STANDARD/pH 9.18 IUPAC 500ML",48]
["S11M007","BUFFER  PH 10.012 IUPAC 500ML",48]
["S11M008","pH STANDARD/ pH 12.45 IUPAC 500ML",24]
["S11M009","BUFFER PH 1.09 TECHNICAL  500ML",18]
["S11M010","BUFFER PH 4.65 TECHINCAL  500ML",18]
["S11M011","BUFFER PH 9.23 TECHNICAL 500ML",18]
["S11M012","BUFFER, PH4.00 500ML",18]
["S11M013","BUFFER PH 7.00  500ML",18]
["S11M014","BUFFER PH 10.00 500ML",18]
["S11M01551","UNIDOSE PH 4.01  SINGLE",48]
["S11M01651","UNIDOSE PH 7.0  SINGLE",24]
["S16M001","SOLUTION, RENOVO.N 250ML",18]
["S16M002","SOLUTION, RENOVO.X 250ML",18]
["S16M003","UNIDOSE ELECTRODE RINSE  PK/20",60]
["S16M00351","UNIDOSE ELECTRODE RINSE  SINGLE",60]
["S21M001","KCL CRYSTAL 15G",48]
["S21M002","SOLUTION, KCL SATURATED 100ML",48]
["S21M004","3M KCL SOLUTION KCL.AG 100ML",48]
["S21M005","++ POT CL REF ELECTRLT GEL CRTG PK/2",24]
["S21M006","RA AMMONIUM SULFATE GEL CRTG, PK/2",36]
["S21M010","SAT'D KCL PH FILLING SOLUTION, 30ML",48]
["S41M001","Electrode Solution/ISE25CA-9 30ML",30]
["S41M002","ELECTRODE SOLUTION/ISE25K-9 30ML",30]
["S41M003","ELECTRODE SOLUTION/ISE25NH4-9 30ML",30]
["S41M004","ELECTRODE SOLUTION/ISE25NO3-9 30ML",30]
["S41M005","RA FILL SOLN, DO 50ML",24]
["S51M001","1 DEMAL KCL SOLUTION  500ML",24]
["S51M002","0.1 DEMAL KCL SOLUTION 500ML",24]
["S51M003","0.01 DEMAL KCL SOLUTION 500ML",24]
["S51M004","0.05% NACL SOLUTION 500 ML",24]
["S51M005","UNIDOSE 1000US/CM TDS  PK/20",60]
["S51M00551","UNIDOSE 1000US/CM TDS  SINGLE",60]
["S51M006","UNIDOSE 18,000US/CM TDS PK/20",60]
["S51M00651","UNIDOSE 18,000US/CM TDS  SINGLE",60]
["S51M008","UNIDOSE 180US/CM TDS PK/20",60]
["S51M00851","UNIDOSE 180US/CM TDS  SINGLE",60]
["S91M001","GK ANNEX/MAINTENANCE KIT-ELECTRODES",24]
["TNT820","COD, TNT+, ULR (0.7-40 MG/L) PK/24",12]
["TNT821","++ COD,TNT+, LR (3-150 MG/L), PK/25",60]
["TNT822","!! COD,TNT+, HR(20-1500 MG/L), PK/25",60]
["TNT823","COD TNT+, HR+ (200-15000 MG/L) PK/25",30]
["TNT825","COD2, TNT+, HR (MERCURY FREE) PK/25",30]
["TNT826","NITROGEN TOT LR TNT+, 1-16MG/L PK/25",18]
["TNT827","NITROGEN TOT HR TNT+, 5-40MG/L PK/25",18]
["TNT828","NITRGN TOT UHR TNT+ 20-100MG/L PK/25",18]
["TNT830","AMMONIA TNT+, ULR, .02-2.5MG/L PK/25",18]
["TNT831","AMMONIA, TNT+, LR (1-12 MG/L) PK/25",18]
["TNT832","AMMONIA, TNT+, HR (2-47 MG/L) PK/25",18]
["TNT835","NITRATE,TNT+ LR, 0.2-13.5MG/L PK/25",24]
["TNT836","NITRATE, TNT+ HR (5-35MG/L -N) PK/25",24]
["TNT839","NITRITE, TNT+ LR 0.015-0.6MG/L PK/25",24]
["TNT843","PHOSPHORUS TNT+ LR 0.5-1.5MG/L PK/25",24]
["TNT844","PHOSPHORUS TNT+ HR, 0.5-5 MG/L PK/25",24]
["TNT845","PHOSPHORUS TNT+ UHR, 2-20MG/L, PK/25",24]
["TNT846","PHOS, TNT+, ORTHO, 1.67-30MG/L PK/25",36]
["TNT848","ALUMINUM, TNT+, 0.02-0.5MG/L, PK/25",18]
["TNT850","LEAD, TNT+, 0.1 - 2.0 MG/L, PK/25",12]
["TNT852","CADMIUM, TNT+, (0.02-0.3 MG/L) PK/25",12]
["TNT854","CHROMIUM, TNT+, (0.03-1 MG/L) PK/25",12]
["TNT856","NICKEL, TNT+, 0.1-6 MG/L, PK/25",24]
["TNT890","TNT+ METALS PREP SET (50-DIGESTS)",36]